## Component Weights
Green Component Weightings |  |  | Detailed instructions and options for using this tool are found in the Using the DYO® GBD Kit Decision Matrix Software Section of your DYO® Green Building Decision Kit.
Components | Weight
Incremental Energy Savings | 8% | M | The amount of incremental energy, expressed in Btu/Hr, that a product saves or generates for the structure.
Use of Recycled Content | 12% | H | The amount of recycled content, expressed as a percentage, found in a product.
Low Energy Usage Manufacturing Process | 8% | M | The amount of energy used in manufacture of the product.
Easily Biodegradable | 12% | H | The amount of time it will take the product to degrade once its useful life is over.
Made from Natural Materials | 5% | L | The amount, expressed as a percentage, of natural (not man-made) materials used to make the product.
Available Locally | 23% | H+ | The distance in miles that the product must travel to the destination of final use.
Low Emissions Potential | 12% | H | The amount of time it will take the product to stop outgassing.
Listed in Other Programs (e.g. EnergyStar) | 8% | M | The level of product recommendation in recognized energy and environmental programs.
Non Hazardous as Waste | 12% | H | The amount of hazardous materials and components found in the product.
Total Weightings Must Equal 100% | 100%
Score: | H | L | M | N | X | X | X | X | X
Score Weight | 3 | 1 | 2 | 0 | 4 | 5 | 6 | 7 | 8
Instructions: | 100% M: [Warning: Your screen will flash.]
Use this page to weight (prioritize) the green components found in the products you will be using for your project. These weightings represent what is most important to you overall for your situation and interests. You may find it helpful to first rank the components as High, Medium, or Low in importance to you, then to assign percentage weightings. The total of all percentage weightings must add up to 100%. Once you've finished, use the "Populate Product Tables" button to populate the tables on each product tab that follows with these values. Then, using the tabs at the bottom, choose the product(s) for which you have decisions to make. You may then change the percentage weighting values on the product tab (if you wish) to reflect your preferences for each particular product type. When finished with the products tabs, import your prioritized lists using the instructions on the Top Picks Report tab to print a report showing the top products that match your priorities.
Populate Product Tables

## Structural Building Materials
Instructions: Scroll down to see all products. New products may be added to the end of the list. Rate the performance of each product as "N, L, M or H." (Hover over the component title for the rating description.) Use your Backspace button to clear values. The Sort button (below) will incorporate your priorities as currently stated on the table to the right. (Scroll to the right to see the table.) | Available Locally | Incremental Energy Savings | Use of Recycled Content | Low Energy Usage Manufacturing Process | Easily Biodegradable | Made from Natural Materials | Low Emissions Potential | Listed in Other Programs | Non Hazardous as Waste | Total Raw Score | Incremental Energy Savings Weighted Score | Use of Recycled Content Weighted Score | Low Energy Usage Mfg. Process Weighted Score | Easily Biodegradable Weighted Score | Made from Natural Materials Weighted Score | Available Locally Weighted Score | Low Emissions Potential Weighted Score | Listed in Other Programs Weighted Score | Non Hazardous as Waste Weighted Score | Total Weighted Score | Force Ranking | Weighted Score for Force Rank Calculation | Detailed instructions and options for using this tool are found in the Using the DYO® GBD Kit Decision Matrix Software Section of your DYO® Green Building Decision Kit.
Straw Bale Construction |  | H | H | H | H | H | H | M | H | 23 | 0.24 | 0.36 | 0.24 | 0.03 | 0.15 |  | 0.36 | 0.16 | 0.33 | 1.87 | 1 | 1.87 | Component Weights for | Weight
Rammed Earth |  | H | M | H | H | H | H | M | H | 22 | 0.24 | 0.24 | 0.24 | 0.03 | 0.15 |  | 0.36 | 0.16 | 0.33 | 1.75 | 2 | 1.75 | Structural Building Materials
Wood Framing - "Stick Built" |  | M | L | H | H | H | H | M | H | 20 | 0.16 | 0.12 | 0.24 | 0.03 | 0.15 |  | 0.36 | 0.16 | 0.33 | 1.55 | 4 | 1.55 | Incremental Energy Savings | 8% | M | The amount of incremental energy, expressed in Btu/Hr, that a product saves or generates for the structure.
Adobe |  | M | L | H | H | H | H | M | H | 20 | 0.16 | 0.12 | 0.24 | 0.03 | 0.15 |  | 0.36 | 0.16 | 0.33 | 1.55 | 4 | 1.55 | Use of Recycled Content | 12% | H | The amount of recycled content, expressed as a percentage, found in a product.
Engineered Wood – Trusses – Laminated Beams |  | M | H | M | M | H | M | H | H | 20 | 0.16 | 0.36 | 0.16 | 0.02 | 0.15 |  | 0.24 | 0.24 | 0.33 | 1.66 | 3 | 1.66 | Low Energy Usage Manufacturing Process | 8% | M | The amount of energy used in manufacture of the product.
Structural Insulated Panels (SIPS) |  | H | M | H | L | L | M | H | M | 17 | 0.24 | 0.24 | 0.24 | 0.01 | 0.05 |  | 0.24 | 0.24 | 0.22 | 1.48 | 6 | 1.48 | Easily Biodegradable | 1% | H | The amount of time it will take the product to degrade once its useful life is over.
Insulated Concrete Forms (ICFs) |  | M | L | L | N | L | M | M | M | 11 | 0.16 | 0.12 | 0.08 | 0 | 0.05 |  | 0.24 | 0.16 | 0.22 | 1.03 | 7 | 1.03 | Made from Natural Materials | 5% | L | The amount, expressed as a percentage, of natural (not man-made) materials used to make the product.
Metal Framing – Steel Studs |  | L | L | L | L | L | M | N | M | 9 | 0.08 | 0.12 | 0.08 | 0.01 | 0.05 |  | 0.24 | 0 | 0.22 | 0.8 | 8 | 0.8 | Available Locally | 35% | H+ | The distance in miles that the product must travel to the destination of final use.
Steel with Formed Foam |  | M | L | L | L | L | L | L | L | 9 | 0.16 | 0.12 | 0.08 | 0.01 | 0.05 |  | 0.12 | 0.08 | 0.11 | 0.73 | 9 | 0.73 | Low Emissions Potential | 12% | H | The amount of time it will take the product to stop outgassing.
Fiberglass/Plastic |  | L | N | N | N | N | N | N | N | 1 | 0.08 | 0 | 0 | 0 | 0 |  | 0 | 0 | 0 | 0.08 | 10 | 0.08 | Listed in Other Programs (e.g. EnergyStar) | 8% | M | The level of product recommendation in recognized energy and environmental programs.
(Enter Custom Product Here) | [9 empty] | 0 | [9 empty] | 0 | 99 | 0 | Non Hazardous as Waste | 11% | H | The amount of hazardous materials and components found in the product.
(Enter Custom Product Here) | [9 empty] | 0 | [9 empty] | 0 | 99 | 0 | Total Weightings Must Equal 100% | 100%
(Enter Custom Product Here) | [9 empty] | 0 | [9 empty] | 0 | 99 | 0
(Enter Custom Product Here) | [9 empty] | 0 | [9 empty] | 0 | 99 | 0
(Enter Custom Product Here) | [9 empty] | 0 | [9 empty] | 0 | 99 | 0
(Enter Custom Product Here) | [9 empty] | 0 | [9 empty] | 0 | 99 | 0
[10 empty] | 15.2 | 0.168 | 0.18 | 0.16 | 0.017 | 0.095 | #DIV/0! | 0.252 | 0.136 | 0.242 | 1.25
Note on B1: Available Locally Score: N = Not available locally (>200 miles) L = Long trip (100 miles - 200 miles) M = Medium trip (50 miles - 100 miles) H = Here (<50 miles)
Note on C1: Incremental Energy Score: N = None L = Low (1 - 10,000 Btu/Hr) M = Med (10,001 - 50,000 Btu/Hr) H = High (50,001+ Btu/Hr)
Note on D1: Recycled Content Score: N = None L = Low (1% - 15%) M = Medium (16% - 50%) H = High (51%+)
Note on E1: Low-Energy Manufacturing Score: N = Excessive amount of energy used in manufacturing L = Large amount of energy used in manufacturing M = Medium amount of energy used in manufacturing H = Hardly any energy used in manufacturing
Note on F1: Biodegradable Score: N = Not Biodegradable L = Long time to degrade (>2 years) M = Medium time to degrade (1 year - 2 years) H = Highly biodegradable (<1 year)
Note on G1: Natural Materials Score: N = Not made from natural materials L = Low usage of natural materials (<10%) M = Medium usage of natural materials (11% - 40%) H = High usage of natural materials (>41%)
Note on H1: Potential Emission Score: N = Toxic L = Long exposure (still outgassing >1 year) M = Medium exposure (outgasses 6 mos - 1 year) H = Healthy (no outgassing or <6 mos)
Note on I1: Other Programs Score: N = Not listed in recognized programs L = Listed in one program M = Listed in multiple programs H = Highly recommended in other programs
Note on J1: Non-Hazardous Waste Score: N = Very hazardous waste - special disposal required L = Large amount of product is considered hazardous M = Medium (some components are considered hazardous) H = Healthy (non hazardous)
Sort

## Building Exterior
Instructions: Scroll down to see all products. New products may be added to the end of the list. Rate the performance of each product as "N, L, M or H." (Hover over the component title for the rating description.) Use your Backspace button to clear values. The Sort button (below) will incorporate your priorities as currently stated on the table to the right. (Scroll to the right to see the table.) | Available Locally | Incremental Energy Savings | Use of Recycled Content | Low Energy Usage Manufacturing Process | Easily Biodegradable | Made from Natural Materials | Low Emissions Potential | Listed in Other Programs | Non Hazardous as Waste | Total Raw Score | Incremental Energy Savings Weighted Score | Use of Recycled Content Weighted Score | Low Energy Usage Mfg. Process Weighted Score | Easily Biodegradable Weighted Score | Made from Natural Materials Weighted Score | Available Locally Weighted Score | Low Emissions Potential Weighted Score | Listed in Other Programs Weighted Score | Non Hazardous as Waste Weighted Score | Total Weighted Score | Force Ranking | Weighted Score for Force Rank Calculation | Detailed instructions and options for using this tool are found in the Using the DYO® GBD Kit Decision Matrix Software Section of your DYO® Green Building Decision Kit.
Wood |  |  | N | H | H | H | H | H | H | 18 |  | 0 | 0.24 | 0.36 | 0.15 |  | 0.36 | 0.24 | 0.36 | 1.71 | 1 | 1.71 | Component Weights for | Weight
Artificial Stone |  |  | M | M | M | M | M | H | H | 16 |  | 0.24 | 0.16 | 0.24 | 0.1 |  | 0.24 | 0.24 | 0.36 | 1.58 | 2 | 1.58 | Building Exterior
Composite |  |  | H | M | M | M | M | H | M | 16 |  | 0.36 | 0.16 | 0.24 | 0.1 |  | 0.24 | 0.24 | 0.24 | 1.58 | 2 | 1.58 | Incremental Energy Savings | 8% | M | The amount of incremental energy, expressed in Btu/Hr, that a product saves or generates for the structure.
Brick |  |  | N | M | M | M | H | H | H | 15 |  | 0 | 0.16 | 0.24 | 0.1 |  | 0.36 | 0.24 | 0.36 | 1.46 | 4 | 1.46 | Use of Recycled Content | 12% | H | The amount of recycled content, expressed as a percentage, found in a product.
Masonry |  |  | N | H | L | M | H | H | H | 15 |  | 0 | 0.24 | 0.12 | 0.1 |  | 0.36 | 0.24 | 0.36 | 1.42 | 5 | 1.42 | Low Energy Usage Manufacturing Process | 8% | M | The amount of energy used in manufacture of the product.
Natural Stone |  |  | N | H | N | H | H | H | H | 15 |  | 0 | 0.24 | 0 | 0.15 |  | 0.36 | 0.24 | 0.36 | 1.35 | 6 | 1.35 | Easily Biodegradable | 12% | H | The amount of time it will take the product to degrade once its useful life is over.
Stucco |  |  | N | M | L | L | H | L | M | 10 |  | 0 | 0.16 | 0.12 | 0.05 |  | 0.36 | 0.08 | 0.24 | 1.01 | 7 | 1.01 | Made from Natural Materials | 5% | L | The amount, expressed as a percentage, of natural (not man-made) materials used to make the product.
Steel |  |  | L | L | L | N | H | L | L | 8 |  | 0.12 | 0.08 | 0.12 | 0 |  | 0.36 | 0.08 | 0.12 | 0.88 | 8 | 0.88 | Available Locally | 23% | H+ | The distance in miles that the product must travel to the destination of final use.
EIFS (Exterior Insulation & Finishing Systems) |  |  | N | M | N | N | M | M | L | 7 |  | 0 | 0.16 | 0 | 0 |  | 0.24 | 0.16 | 0.12 | 0.68 | 9 | 0.68 | Low Emissions Potential | 12% | H | The amount of time it will take the product to stop outgassing.
Aluminum |  |  | L | L | N | N | H | N | L | 6 |  | 0.12 | 0.08 | 0 | 0 |  | 0.36 | 0 | 0.12 | 0.68 | 9 | 0.68 | Listed in Other Programs (e.g. EnergyStar) | 8% | M | The level of product recommendation in recognized energy and environmental programs.
Vinyl |  |  | N | L | N | N | N | N | N | 1 |  | 0 | 0.08 | 0 | 0 |  | 0 | 0 | 0 | 0.08 | 11 | 0.08 | Non Hazardous as Waste | 12% | H | The amount of hazardous materials and components found in the product.
(Enter Custom Product Here) | [9 empty] | 0 | [9 empty] | 0 | 99 | 0 | Total Weightings Must Equal 100% | 100%
(Enter Custom Product Here) | [9 empty] | 0 | [9 empty] | 0 | 99 | 0
(Enter Custom Product Here) | [9 empty] | 0 | [9 empty] | 0 | 99 | 0
(Enter Custom Product Here) | [9 empty] | 0 | [9 empty] | 0 | 99 | 0
(Enter Custom Product Here) | [9 empty] | 0 | [9 empty] | 0 | 99 | 0
(Enter Custom Product Here) | [9 empty] | 0 | [9 empty] | 0 | 99 | 0
[10 empty] | 11.5455 | #DIV/0! | 0.076364 | 0.16 | 0.13091 | 0.068182 | #DIV/0! | 0.29455 | 0.16 | 0.24 | 1.13 | #REF!
Note on B1: Available Locally Score: N = Not available locally (>200 miles) L = Long trip (100 miles - 200 miles) M = Medium trip (50 miles - 100 miles) H = Here (<50 miles)
Note on C1: Incremental Energy Score: N = None L = Low (1 - 10,000 Btu/Hr) M = Med (10,001 - 50,000 Btu/Hr) H = High (50,001+ Btu/Hr)
Note on D1: Recycled Content Score: N = None L = Low (1% - 15%) M = Medium (16% - 50%) H = High (51%+)
Note on E1: Low-Energy Manufacturing Score: N = Excessive amount of energy used in manufacturing L = Large amount of energy used in manufacturing M = Medium amount of energy used in manufacturing H = Hardly any energy used in manufacturing
Note on F1: Biodegradable Score: N = Not Biodegradable L = Long time to degrade (>2 years) M = Medium time to degrade (1 year - 2 years) H = Highly biodegradable (<1 year)
Note on G1: Natural Materials Score: N = Not made from natural materials L = Low usage of natural materials (<10%) M = Medium usage of natural materials (11% - 40%) H = High usage of natural materials (>41%)
Note on H1: Potential Emission Score: N = Toxic L = Long exposure (still outgassing >1 year) M = Medium exposure (outgasses 6 mos - 1 year) H = Healthy (no outgassing or <6 mos)
Note on I1: Other Programs Score: N = Not listed in recognized programs L = Listed in one program M = Listed in multiple programs H = Highly recommended in other programs
Note on J1: Non-Hazardous Waste Score: N = Very hazardous waste - special disposal required L = Large amount of product is considered hazardous M = Medium (some components are considered hazardous) H = Healthy (non hazardous)
Sort

## Windows
Instructions: Scroll down to see all products. New products may be added to the end of the list. Rate the performance of each product as "N, L, M or H." (Hover over the component title for the rating description.) Use your Backspace button to clear values. The Sort button (below) will incorporate your priorities as currently stated on the table to the right. (Scroll to the right to see the table.) | Available Locally | Incremental Energy Savings | Use of Recycled Content | Low Energy Usage Manufacturing Process | Easily Biodegradable | Made from Natural Materials | Low Emissions Potential | Listed in Other Programs | Non Hazardous as Waste | Total Raw Score | Incremental Energy Savings Weighted Score | Use of Recycled Content Weighted Score | Low Energy Usage Mfg. Process Weighted Score | Easily Biodegradable Weighted Score | Made from Natural Materials Weighted Score | Available Locally Weighted Score | Low Emissions Potential Weighted Score | Listed in Other Programs Weighted Score | Non Hazardous as Waste Weighted Score | Total Weighted Score | Force Ranking | Weighted Score for Force Rank Calculation | Detailed instructions and options for using this tool are found in the Using the DYO® GBD Kit Decision Matrix Software Section of your DYO® Green Building Decision Kit.
Composite - Double Pane w/Low-E |  | H | M | M | N | M | M | H | M | 16 | 0.24 | 0.24 | 0.16 | 0 | 0.1 |  | 0.24 | 0.24 | 0.24 | 1.46 | 1 | 1.46 | Component Weights for | Weight
Composite - Double Pane w/Low-E & Argon |  | H | M | M | N | M | M | H | M | 16 | 0.24 | 0.24 | 0.16 | 0 | 0.1 |  | 0.24 | 0.24 | 0.24 | 1.46 | 1 | 1.46 | Windows
Composite - Double Pane w/Argon |  | H | M | M | N | M | M | H | M | 16 | 0.24 | 0.24 | 0.16 | 0 | 0.1 |  | 0.24 | 0.24 | 0.24 | 1.46 | 1 | 1.46 | Incremental Energy Savings | 8% | M | The amount of incremental energy, expressed in Btu/Hr, that a product saves or generates for the structure.
Composite - Triple Pane w/Low-E & Argon |  | H | M | M | N | M | M | H | M | 16 | 0.24 | 0.24 | 0.16 | 0 | 0.1 |  | 0.24 | 0.24 | 0.24 | 1.46 | 1 | 1.46 | Use of Recycled Content | 12% | H | The amount of recycled content, expressed as a percentage, found in a product.
Composite - Triple Pane w/Argon |  | H | M | M | N | M | M | H | M | 16 | 0.24 | 0.24 | 0.16 | 0 | 0.1 |  | 0.24 | 0.24 | 0.24 | 1.46 | 1 | 1.46 | Low Energy Usage Manufacturing Process | 8% | M | The amount of energy used in manufacture of the product.
Composite - Double Pane w/Reflective Film |  | H | M | M | N | M | M | M | M | 15 | 0.24 | 0.24 | 0.16 | 0 | 0.1 |  | 0.24 | 0.16 | 0.24 | 1.38 | 6 | 1.38 | Easily Biodegradable | 12% | H | The amount of time it will take the product to degrade once its useful life is over.
Composite - Triple Pane w/Low-E |  | H | M | M | N | M | M | L | M | 14 | 0.24 | 0.24 | 0.16 | 0 | 0.1 |  | 0.24 | 0.08 | 0.24 | 1.3 | 7 | 1.3 | Made from Natural Materials | 5% | L | The amount, expressed as a percentage, of natural (not man-made) materials used to make the product.
Composite - Double Pane |  | M | M | M | N | M | M | L | M | 13 | 0.16 | 0.24 | 0.16 | 0 | 0.1 |  | 0.24 | 0.08 | 0.24 | 1.22 | 8 | 1.22 | Available Locally | 23% | H+ | The distance in miles that the product must travel to the destination of final use.
Wood - Double Pane w/Low-E |  | H | N | L | N | M | M | H | M | 13 | 0.24 | 0 | 0.08 | 0 | 0.1 |  | 0.24 | 0.24 | 0.24 | 1.14 | 9 | 1.14 | Low Emissions Potential | 12% | H | The amount of time it will take the product to stop outgassing.
Wood - Double Pane w/Low-E & Argon |  | H | N | L | N | M | M | H | M | 13 | 0.24 | 0 | 0.08 | 0 | 0.1 |  | 0.24 | 0.24 | 0.24 | 1.14 | 9 | 1.14 | Listed in Other Programs (e.g. EnergyStar) | 8% | M | The level of product recommendation in recognized energy and environmental programs.
Composite - Single Pane w/Reflective Film | [9 empty] | 12 | 0.16 | 0.24 | 0.16 | 0 | 0.1 |  | 0.24 | 0 | 0.24 | 1.14 | 9 | 1.14 | Non Hazardous as Waste | 12% | H | The amount of hazardous materials and components found in the product. | bar: H H to M M
Composite - Triple Pane w/Reflective Film | [9 empty] | 12 | 0.16 | 0.24 | 0.16 | 0 | 0.1 |  | 0.24 | 0 | 0.24 | 1.14 | 9 | 1.14 | Total Weightings Must Equal 100% | 100% | bar: H H to M M
Wood - Triple Pane w/Low-E |  | H | N | L | N | M | M | M | M | 12 | 0.24 | 0 | 0.08 | 0 | 0.1 |  | 0.24 | 0.16 | 0.24 | 1.06 | 13 | 1.06
Wood - Triple Pane w/Low-E & Argon |  | H | N | L | N | M | M | M | M | 12 | 0.24 | 0 | 0.08 | 0 | 0.1 |  | 0.24 | 0.16 | 0.24 | 1.06 | 13 | 1.06
Wood - Double Pane w/Argon |  | M | N | L | N | M | M | H | M | 12 | 0.16 | 0 | 0.08 | 0 | 0.1 |  | 0.24 | 0.24 | 0.24 | 1.06 | 13 | 1.06
Composite - Single Pane |  | L | M | M | N | M | M | N | M | 11 | 0.08 | 0.24 | 0.16 | 0 | 0.1 |  | 0.24 | 0 | 0.24 | 1.06 | 13 | 1.06
Composite - Triple Pane |  | L | M | M | N | M | M | N | M | 11 | 0.08 | 0.24 | 0.16 | 0 | 0.1 |  | 0.24 | 0 | 0.24 | 1.06 | 13 | 1.06
Wood - Triple Pane w/Argon |  | M | N | L | N | M | M | M | M | 11 | 0.16 | 0 | 0.08 | 0 | 0.1 |  | 0.24 | 0.16 | 0.24 | 0.98 | 18 | 0.98
Fiberglass - Double Pane w/Low-E & Argon |  | H | N | L | N | N | M | M | M | 10 | 0.24 | 0 | 0.08 | 0 | 0 |  | 0.24 | 0.16 | 0.24 | 0.96 | 19 | 0.96
Fiberglass - Triple Pane w/Low-E & Argon |  | H | N | L | N | N | M | M | M | 10 | 0.24 | 0 | 0.08 | 0 | 0 |  | 0.24 | 0.16 | 0.24 | 0.96 | 19 | 0.96
Metal - Double Pane w/Low-E & Argon |  | H | N | L | N | N | M | M | M | 10 | 0.24 | 0 | 0.08 | 0 | 0 |  | 0.24 | 0.16 | 0.24 | 0.96 | 19 | 0.96
Metal - Triple Pane w/Low-E & Argon |  | H | N | L | N | N | M | M | M | 10 | 0.24 | 0 | 0.08 | 0 | 0 |  | 0.24 | 0.16 | 0.24 | 0.96 | 19 | 0.96
Wood - Double Pane w/Reflective Film |  | M | N | L | N | M | M | L | M | 10 | 0.16 | 0 | 0.08 | 0 | 0.1 |  | 0.24 | 0.08 | 0.24 | 0.9 | 23 | 0.9
Vinyl - Double Pane w/Low-E |  | H | N | N | N | N | M | M | M | 9 | 0.24 | 0 | 0 | 0 | 0 |  | 0.24 | 0.16 | 0.24 | 0.88 | 24 | 0.88
Vinyl - Double Pane w/Low-E & Argon |  | H | N | N | N | N | M | M | M | 9 | 0.24 | 0 | 0 | 0 | 0 |  | 0.24 | 0.16 | 0.24 | 0.88 | 24 | 0.88
Vinyl - Triple Pane w/Low-E & Argon |  | H | N | N | N | N | M | M | M | 9 | 0.24 | 0 | 0 | 0 | 0 |  | 0.24 | 0.16 | 0.24 | 0.88 | 24 | 0.88
Fiberglass - Double Pane w/Low-E |  | H | N | L | N | N | M | L | M | 9 | 0.24 | 0 | 0.08 | 0 | 0 |  | 0.24 | 0.08 | 0.24 | 0.88 | 24 | 0.88
Fiberglass - Triple Pane w/Low-E |  | H | N | L | N | N | M | L | M | 9 | 0.24 | 0 | 0.08 | 0 | 0 |  | 0.24 | 0.08 | 0.24 | 0.88 | 24 | 0.88
Metal - Double Pane w/Reflective Film |  | M | N | L | N | N | M | M | M | 9 | 0.16 | 0 | 0.08 | 0 | 0 |  | 0.24 | 0.16 | 0.24 | 0.88 | 24 | 0.88
Metal - Double Pane w/Low-E |  | M | N | L | N | N | M | M | M | 9 | 0.16 | 0 | 0.08 | 0 | 0 |  | 0.24 | 0.16 | 0.24 | 0.88 | 24 | 0.88
Metal - Triple Pane w/Argon |  | M | N | L | N | N | M | M | M | 9 | 0.16 | 0 | 0.08 | 0 | 0 |  | 0.24 | 0.16 | 0.24 | 0.88 | 24 | 0.88
Wood - Triple Pane w/Reflective Film |  | M | N | L | N | M | M | N | M | 9 | 0.16 | 0 | 0.08 | 0 | 0.1 |  | 0.24 | 0 | 0.24 | 0.82 | 32 | 0.82
Vinyl - Double Pane w/Argon | [9 empty] | 8 | 0.16 | 0 | 0 | 0 | 0 |  | 0.24 | 0.16 | 0.24 | 0.8 | 33 | 0.8 | bar: H H to M M
Vinyl - Triple Pane w/Argon | [9 empty] | 8 | 0.16 | 0 | 0 | 0 | 0 |  | 0.24 | 0.16 | 0.24 | 0.8 | 33 | 0.8 | bar: H H to M M
Vinyl - Triple Pane w/Low-E |  | H | N | N | N | N | M | L | M | 8 | 0.24 | 0 | 0 | 0 | 0 |  | 0.24 | 0.08 | 0.24 | 0.8 | 40 | 0.8
Fiberglass - Double Pane w/Reflective Film |  | M | N | L | N | N | M | L | M | 8 | 0.16 | 0 | 0.08 | 0 | 0 |  | 0.24 | 0.08 | 0.24 | 0.8 | 33 | 0.8
Fiberglass - Double Pane w/Argon |  | M | N | L | N | N | M | L | M | 8 | 0.16 | 0 | 0.08 | 0 | 0 |  | 0.24 | 0.08 | 0.24 | 0.8 | 33 | 0.8
Fiberglass - Triple Pane w/Argon |  | M | N | L | N | N | M | L | M | 8 | 0.16 | 0 | 0.08 | 0 | 0 |  | 0.24 | 0.08 | 0.24 | 0.8 | 33 | 0.8
Metal - Double Pane w/Argon |  | M | N | L | N | N | M | L | M | 8 | 0.16 | 0 | 0.08 | 0 | 0 |  | 0.24 | 0.08 | 0.24 | 0.8 | 33 | 0.8
Metal - Triple Pane w/Low-E |  | M | N | L | N | N | M | L | M | 8 | 0.16 | 0 | 0.08 | 0 | 0 |  | 0.24 | 0.08 | 0.24 | 0.8 | 33 | 0.8
Wood - Single Pane w/Reflective Film |  | L | N | L | N | M | M | N | M | 8 | 0.08 | 0 | 0.08 | 0 | 0.1 |  | 0.24 | 0 | 0.24 | 0.74 | 41 | 0.74
Wood - Double Pane |  | L | N | L | N | M | M | N | M | 8 | 0.08 | 0 | 0.08 | 0 | 0.1 |  | 0.24 | 0 | 0.24 | 0.74 | 41 | 0.74
Wood - Triple Pane |  | L | N | L | N | M | M | N | M | 8 | 0.08 | 0 | 0.08 | 0 | 0.1 |  | 0.24 | 0 | 0.24 | 0.74 | 41 | 0.74
Vinyl - Double Pane w/Reflective Film |  | M | N | N | N | N | M | L | M | 7 | 0.16 | 0 | 0 | 0 | 0 |  | 0.24 | 0.08 | 0.24 | 0.72 | 44 | 0.72
Fiberglass - Triple Pane w/Reflective Film |  | M | N | L | N | N | M | N | M | 7 | 0.16 | 0 | 0.08 | 0 | 0 |  | 0.24 | 0 | 0.24 | 0.72 | 44 | 0.72
Metal - Triple Pane w/Reflective Film |  | M | N | L | N | N | M | N | M | 7 | 0.16 | 0 | 0.08 | 0 | 0 |  | 0.24 | 0 | 0.24 | 0.72 | 44 | 0.72
Fiberglass - Double Pane |  | L | N | L | N | N | M | L | M | 7 | 0.08 | 0 | 0.08 | 0 | 0 |  | 0.24 | 0.08 | 0.24 | 0.72 | 44 | 0.72
Wood - Single Pane |  | N | N | L | N | M | M | N | M | 7 | 0 | 0 | 0.08 | 0 | 0.1 |  | 0.24 | 0 | 0.24 | 0.66 | 48 | 0.66
Vinyl - Triple Pane w/Reflective Film | [9 empty] | 6 | 0.16 | 0 | 0 | 0 | 0 |  | 0.24 | 0 | 0.24 | 0.64 | 49 | 0.64 | bar: H to M
Vinyl - Double Pane |  | L | N | N | N | N | M | L | M | 6 | 0.08 | 0 | 0 | 0 | 0 |  | 0.24 | 0.08 | 0.24 | 0.64 | 49 | 0.64
Fiberglass - Single Pane w/Reflective Film |  | L | N | L | N | N | M | N | M | 6 | 0.08 | 0 | 0.08 | 0 | 0 |  | 0.24 | 0 | 0.24 | 0.64 | 49 | 0.64
Fiberglass - Triple Pane |  | L | N | L | N | N | M | N | M | 6 | 0.08 | 0 | 0.08 | 0 | 0 |  | 0.24 | 0 | 0.24 | 0.64 | 49 | 0.64
Metal - Single Pane w/Reflective Film |  | L | N | L | N | N | M | N | M | 6 | 0.08 | 0 | 0.08 | 0 | 0 |  | 0.24 | 0 | 0.24 | 0.64 | 49 | 0.64
Metal - Double Pane |  | L | N | L | N | N | M | N | M | 6 | 0.08 | 0 | 0.08 | 0 | 0 |  | 0.24 | 0 | 0.24 | 0.64 | 49 | 0.64
Metal - Triple Pane |  | L | N | L | N | N | M | N | M | 6 | 0.08 | 0 | 0.08 | 0 | 0 |  | 0.24 | 0 | 0.24 | 0.64 | 49 | 0.64
Vinyl - Single Pane w/Reflective Film |  | L | N | N | N | N | M | N | M | 5 | 0.08 | 0 | 0 | 0 | 0 |  | 0.24 | 0 | 0.24 | 0.56 | 56 | 0.56
Vinyl - Triple Pane |  | L | N | N | N | N | M | N | M | 5 | 0.08 | 0 | 0 | 0 | 0 |  | 0.24 | 0 | 0.24 | 0.56 | 56 | 0.56
Fiberglass - Single Pane |  | N | N | L | N | N | M | N | M | 5 | 0 | 0 | 0.08 | 0 | 0 |  | 0.24 | 0 | 0.24 | 0.56 | 56 | 0.56
Metal - Single Pane |  | N | N | L | N | N | M | N | M | 5 | 0 | 0 | 0.08 | 0 | 0 |  | 0.24 | 0 | 0.24 | 0.56 | 56 | 0.56
Vinyl - Single Pane | [9 empty] | 4 | 0 | 0 | 0 | 0 | 0 |  | 0.24 | 0 | 0.24 | 0.48 | 60 | 0.48 | bar: H to M
(Enter Custom Product Here) | [9 empty] | 0 | [9 empty] | 0 | 99 | 0
(Enter Custom Product Here) | [9 empty] | 0 | [9 empty] | 0 | 99 | 0
(Enter Custom Product Here) | [9 empty] | 0 | [9 empty] | 0 | 99 | 0
(Enter Custom Product Here) | [9 empty] | 0 | [9 empty] | 0 | 99 | 0
(Enter Custom Product Here) | [9 empty] | 0 | [9 empty] | 0 | 99 | 0
(Enter Custom Product Here) | [9 empty] | 0 | [9 empty] | 0 | 99 | 0
[10 empty] | 9.35 | 0.15867 | 0.048 | 0.08 | 0 | 0.04 | #DIV/0! | 0.24 | 0.093333 | 0.24 | 0.9 | #REF!
Note on B1: Available Locally Score: N = Not available locally (>200 miles) L = Long trip (100 miles - 200 miles) M = Medium trip (50 miles - 100 miles) H = Here (<50 miles)
Note on C1: Incremental Energy Score: N = None L = Low (1 - 10,000 Btu/Hr) M = Med (10,001 - 50,000 Btu/Hr) H = High (50,001+ Btu/Hr)
Note on D1: Recycled Content Score: N = None L = Low (1% - 15%) M = Medium (16% - 50%) H = High (51%+)
Note on E1: Low-Energy Manufacturing Score: N = Excessive amount of energy used in manufacturing L = Large amount of energy used in manufacturing M = Medium amount of energy used in manufacturing H = Hardly any energy used in manufacturing
Note on F1: Biodegradable Score: N = Not Biodegradable L = Long time to degrade (>2 years) M = Medium time to degrade (1 year - 2 years) H = Highly biodegradable (<1 year)
Note on G1: Natural Materials Score: N = Not made from natural materials L = Low usage of natural materials (<10%) M = Medium usage of natural materials (11% - 40%) H = High usage of natural materials (>41%)
Note on H1: Potential Emission Score: N = Toxic L = Long exposure (still outgassing >1 year) M = Medium exposure (outgasses 6 mos - 1 year) H = Healthy (no outgassing or <6 mos)
Note on I1: Other Programs Score: N = Not listed in recognized programs L = Listed in one program M = Listed in multiple programs H = Highly recommended in other programs
Note on J1: Non-Hazardous Waste Score: N = Very hazardous waste - special disposal required L = Large amount of product is considered hazardous M = Medium (some components are considered hazardous) H = Healthy (non hazardous)
Sort

## Insulation
Instructions: Scroll down to see all products. New products may be added to the end of the list. Rate the performance of each product as "N, L, M or H." (Hover over the component title for the rating description.) Use your Backspace button to clear values. The Sort button (below) will incorporate your priorities as currently stated on the table to the right. (Scroll to the right to see the table.) | Available Locally | Incremental Energy Savings | Use of Recycled Content | Low Energy Usage Manufacturing Process | Easily Biodegradable | Made from Natural Materials | Low Emissions Potential | Listed in Other Programs | Non Hazardous as Waste | Total Raw Score | Incremental Energy Savings Weighted Score | Use of Recycled Content Weighted Score | Low Energy Usage Mfg. Process Weighted Score | Easily Biodegradable Weighted Score | Made from Natural Materials Weighted Score | Available Locally Weighted Score | Low Emissions Potential Weighted Score | Listed in Other Programs Weighted Score | Non Hazardous as Waste Weighted Score | Total Weighted Score | Force Ranking | Weighted Score for Force Rank Calculation | Detailed instructions and options for using this tool are found in the Using the DYO® GBD Kit Decision Matrix Software Section of your DYO® Green Building Decision Kit.
Cellulose |  |  | H | H | H | H | H | H | H | 21 |  | 0.36 | 0.24 | 0.36 | 0.15 |  | 0.36 | 0.24 | 0.36 | 2.07 | 1 | 2.07 | Component Weights for | Weight
Recycled Denim |  |  | H | H | L | H | H | M | H | 18 |  | 0.36 | 0.24 | 0.12 | 0.15 |  | 0.36 | 0.16 | 0.36 | 1.75 | 2 | 1.75 | Insulation
Cotton |  |  | N | H | L | H | H | M | H | 15 |  | 0 | 0.24 | 0.12 | 0.15 |  | 0.36 | 0.16 | 0.36 | 1.39 | 3 | 1.39 | Incremental Energy Savings | 8% | M | The amount of incremental energy, expressed in Btu/Hr, that a product saves or generates for the structure.
Soy Foam |  |  | L | L | L | L | H | H | H | 13 |  | 0.12 | 0.08 | 0.12 | 0.05 |  | 0.36 | 0.24 | 0.36 | 1.33 | 4 | 1.33 | Use of Recycled Content | 12% | H | The amount of recycled content, expressed as a percentage, found in a product.
Vermiculite |  |  | N | H | L | H | H | N | H | 13 |  | 0 | 0.24 | 0.12 | 0.15 |  | 0.36 | 0 | 0.36 | 1.23 | 5 | 1.23 | Low Energy Usage Manufacturing Process | 8% | M | The amount of energy used in manufacture of the product.
Perlite |  |  | N | H | L | H | H | N | H | 13 |  | 0 | 0.24 | 0.12 | 0.15 |  | 0.36 | 0 | 0.36 | 1.23 | 5 | 1.23 | Easily Biodegradable | 12% | H | The amount of time it will take the product to degrade once its useful life is over.
Open Cell Foam |  |  | N | L | L | L | H | H | H | 12 |  | 0 | 0.08 | 0.12 | 0.05 |  | 0.36 | 0.24 | 0.36 | 1.21 | 7 | 1.21 | Made from Natural Materials | 5% | L | The amount, expressed as a percentage, of natural (not man-made) materials used to make the product.
Whipped Concrete |  |  | N | L | L | M | H | L | H | 11 |  | 0 | 0.08 | 0.12 | 0.1 |  | 0.36 | 0.08 | 0.36 | 1.1 | 8 | 1.1 | Available Locally | 23% | H+ | The distance in miles that the product must travel to the destination of final use.
Castor Bean Foam |  |  | L | L | L | L | M | L | H | 10 |  | 0.12 | 0.08 | 0.12 | 0.05 |  | 0.24 | 0.08 | 0.36 | 1.05 | 9 | 1.05 | Low Emissions Potential | 12% | H | The amount of time it will take the product to stop outgassing.
Fiberglass |  |  | L | L | N | H | M | M | M | 11 |  | 0.12 | 0.08 | 0 | 0.15 |  | 0.24 | 0.16 | 0.24 | 0.99 | 10 | 0.99 | Listed in Other Programs (e.g. EnergyStar) | 8% | M | The level of product recommendation in recognized energy and environmental programs.
Mineral/Rock/Slag Wool |  |  | L | L | L | L | N | N | M | 6 |  | 0.12 | 0.08 | 0.12 | 0.05 |  | 0 | 0 | 0.24 | 0.61 | 11 | 0.61 | Non Hazardous as Waste | 12% | H | The amount of hazardous materials and components found in the product.
(Enter Custom Product Here) | [9 empty] | 0 | [9 empty] | 0 | 99 | 0 | Total Weightings Must Equal 100% | 100%
(Enter Custom Product Here) | [9 empty] | 0 | [9 empty] | 0 | 99 | 0
(Enter Custom Product Here) | [9 empty] | 0 | [9 empty] | 0 | 99 | 0
(Enter Custom Product Here) | [9 empty] | 0 | [9 empty] | 0 | 99 | 0
(Enter Custom Product Here) | [9 empty] | 0 | [9 empty] | 0 | 99 | 0
(Enter Custom Product Here) | [9 empty] | 0 | [9 empty] | 0 | 99 | 0
[10 empty] | 13 | #DIV/0! | 0.10909 | 0.15273 | 0.13091 | 0.10909 | #DIV/0! | 0.30545 | 0.12364 | 0.33818 | 1.2691 | #REF!
Note on B1: Available Locally Score: N = Not available locally (>200 miles) L = Long trip (100 miles - 200 miles) M = Medium trip (50 miles - 100 miles) H = Here (<50 miles)
Note on C1: Incremental Energy Score: N = None L = Low (1 - 10,000 Btu/Hr) M = Med (10,001 - 50,000 Btu/Hr) H = High (50,001+ Btu/Hr)
Note on D1: Recycled Content Score: N = None L = Low (1% - 15%) M = Medium (16% - 50%) H = High (51%+)
Note on E1: Low-Energy Manufacturing Score: N = Excessive amount of energy used in manufacturing L = Large amount of energy used in manufacturing M = Medium amount of energy used in manufacturing H = Hardly any energy used in manufacturing
Note on F1: Biodegradable Score: N = Not Biodegradable L = Long time to degrade (>2 years) M = Medium time to degrade (1 year - 2 years) H = Highly biodegradable (<1 year)
Note on G1: Natural Materials Score: N = Not made from natural materials L = Low usage of natural materials (<10%) M = Medium usage of natural materials (11% - 40%) H = High usage of natural materials (>41%)
Note on H1: Potential Emission Score: N = Toxic L = Long exposure (still outgassing >1 year) M = Medium exposure (outgasses 6 mos - 1 year) H = Healthy (no outgassing or <6 mos)
Note on I1: Other Programs Score: N = Not listed in recognized programs L = Listed in one program M = Listed in multiple programs H = Highly recommended in other programs
Note on J1: Non-Hazardous Waste Score: N = Very hazardous waste - special disposal required L = Large amount of product is considered hazardous M = Medium (some components are considered hazardous) H = Healthy (non hazardous)
Sort

## Roofing
Instructions: Scroll down to see all products. New products may be added to the end of the list. Rate the performance of each product as "N, L, M or H." (Hover over the component title for the rating description.) Use your Backspace button to clear values. The Sort button (below) will incorporate your priorities as currently stated on the table to the right. (Scroll to the right to see the table.) | Available Locally | Incremental Energy Savings | Use of Recycled Content | Low Energy Usage Manufacturing Process | Easily Biodegradable | Made from Natural Materials | Low Emissions Potential | Listed in Other Programs | Non Hazardous as Waste | Total Raw Score | Incremental Energy Savings Weighted Score | Use of Recycled Content Weighted Score | Low Energy Usage Mfg. Process Weighted Score | Easily Biodegradable Weighted Score | Made from Natural Materials Weighted Score | Available Locally Weighted Score | Low Emissions Potential Weighted Score | Listed in Other Programs Weighted Score | Non Hazardous as Waste Weighted Score | Total Weighted Score | Force Ranking | Weighted Score for Force Rank Calculation | Detailed instructions and options for using this tool are found in the Using the DYO® GBD Kit Decision Matrix Software Section of your DYO® Green Building Decision Kit.
Plant based “Green” Roof |  |  | H | H | H | H |  | H | H | 18 |  | 0.36 | 0.24 | 0.36 | 0.15 |  |  | 0.24 | 0.36 | 1.71 | 1 | 1.71 | Component Weights for | Weight
Wood |  |  | M | H | H | H |  | L | H | 15 |  | 0.24 | 0.24 | 0.36 | 0.15 |  |  | 0.08 | 0.36 | 1.43 | 2 | 1.43 | Roofing
Eco Slate (made from recycled materials) |  |  | H | M | N | M |  | H | M | 12 |  | 0.36 | 0.16 | 0 | 0.1 |  |  | 0.24 | 0.24 | 1.1 | 3 | 1.1 | Incremental Energy Savings | 8% | M | The amount of incremental energy, expressed in Btu/Hr, that a product saves or generates for the structure.
Slate (natural stone) |  |  | N | H | L | H |  | M | H | 12 |  | 0 | 0.24 | 0.12 | 0.15 |  |  | 0.16 | 0.36 | 1.03 | 4 | 1.03 | Use of Recycled Content | 12% | H | The amount of recycled content, expressed as a percentage, found in a product.
Clay Tile |  |  | N | H | L | H |  | N | H | 10 |  | 0 | 0.24 | 0.12 | 0.15 |  |  | 0 | 0.36 | 0.87 | 5 | 0.87 | Low Energy Usage Manufacturing Process | 8% | M | The amount of energy used in manufacture of the product.
Asphalt (short life) |  |  | M | L | M | M |  | N | L | 8 |  | 0.24 | 0.08 | 0.24 | 0.1 |  |  | 0 | 0.12 | 0.78 | 6 | 0.78 | Easily Biodegradable | 12% | H | The amount of time it will take the product to degrade once its useful life is over.
Asphalt (long life) |  |  | M | L | M | M |  | N | L | 8 |  | 0.24 | 0.08 | 0.24 | 0.1 |  |  | 0 | 0.12 | 0.78 | 6 | 0.78 | Made from Natural Materials | 5% | L | The amount, expressed as a percentage, of natural (not man-made) materials used to make the product.
Concrete Tile or Shingles |  |  | N | L | L | L |  | M | H | 8 |  | 0 | 0.08 | 0.12 | 0.05 |  |  | 0.16 | 0.36 | 0.77 | 8 | 0.77 | Available Locally | 23% | H+ | The distance in miles that the product must travel to the destination of final use.
Simulated Tile |  |  | M | L | N | M |  | L | M | 8 |  | 0.24 | 0.08 | 0 | 0.1 |  |  | 0.08 | 0.24 | 0.74 | 9 | 0.74 | Low Emissions Potential | 12% | H | The amount of time it will take the product to stop outgassing.
Metal Roofing, Seamed |  |  | L | L | N | N |  | M | M | 6 |  | 0.12 | 0.08 | 0 | 0 |  |  | 0.16 | 0.24 | 0.6 | 10 | 0.6 | Listed in Other Programs (e.g. EnergyStar) | 8% | M | The level of product recommendation in recognized energy and environmental programs.
Metal Roofing, Seamlesss |  |  | L | L | N | N |  | M | M | 6 |  | 0.12 | 0.08 | 0 | 0 |  |  | 0.16 | 0.24 | 0.6 | 10 | 0.6 | Non Hazardous as Waste | 12% | H | The amount of hazardous materials and components found in the product.
Metal Roofing w/Laminated Solar Electric Panels |  |  | L | N | N | N |  | H | L | 5 |  | 0.12 | 0 | 0 | 0 |  |  | 0.24 | 0.12 | 0.48 | 12 | 0.48 | Total Weightings Must Equal 100% | 100%
Simulated Shingles w/Integrated Solar Electric Panels |  |  | N | N | N | N |  | H | L | 4 |  | 0 | 0 | 0 | 0 |  |  | 0.24 | 0.12 | 0.36 | 13 | 0.36
(Enter Custom Product Here) | [9 empty] | 0 | [9 empty] | 0 | 99 | 0
(Enter Custom Product Here) | [9 empty] | 0 | [9 empty] | 0 | 99 | 0
(Enter Custom Product Here) | [9 empty] | 0 | [9 empty] | 0 | 99 | 0
(Enter Custom Product Here) | [9 empty] | 0 | [9 empty] | 0 | 99 | 0
(Enter Custom Product Here) | [9 empty] | 0 | [9 empty] | 0 | 99 | 0
(Enter Custom Product Here) | [9 empty] | 0 | [9 empty] | 0 | 99 | 0
[10 empty] | 9.2308 | #DIV/0! | 0.15692 | 0.12308 | 0.12 | 0.080769 | #DIV/0! | #DIV/0! | 0.13538 | 0.24923 | 0.86538 | #REF!
Note on B1: Available Locally Score: N = Not available locally (>200 miles) L = Long trip (100 miles - 200 miles) M = Medium trip (50 miles - 100 miles) H = Here (<50 miles)
Note on C1: Incremental Energy Score: N = None L = Low (1 - 10,000 Btu/Hr) M = Med (10,001 - 50,000 Btu/Hr) H = High (50,001+ Btu/Hr)
Note on D1: Recycled Content Score: N = None L = Low (1% - 15%) M = Medium (16% - 50%) H = High (51%+)
Note on E1: Low-Energy Manufacturing Score: N = Excessive amount of energy used in manufacturing L = Large amount of energy used in manufacturing M = Medium amount of energy used in manufacturing H = Hardly any energy used in manufacturing
Note on F1: Biodegradable Score: N = Not Biodegradable L = Long time to degrade (>2 years) M = Medium time to degrade (1 year - 2 years) H = Highly biodegradable (<1 year)
Note on G1: Natural Materials Score: N = Not made from natural materials L = Low usage of natural materials (<10%) M = Medium usage of natural materials (11% - 40%) H = High usage of natural materials (>41%)
Note on H1: Potential Emission Score: N = Toxic L = Long exposure (still outgassing >1 year) M = Medium exposure (outgasses 6 mos - 1 year) H = Healthy (no outgassing or <6 mos)
Note on I1: Other Programs Score: N = Not listed in recognized programs L = Listed in one program M = Listed in multiple programs H = Highly recommended in other programs
Note on J1: Non-Hazardous Waste Score: N = Very hazardous waste - special disposal required L = Large amount of product is considered hazardous M = Medium (some components are considered hazardous) H = Healthy (non hazardous)
Sort

## Heating
Instructions: Scroll down to see all products. New products may be added to the end of the list. Rate the performance of each product as "N, L, M or H." (Hover over the component title for the rating description.) Use your Backspace button to clear values. The Sort button (below) will incorporate your priorities as currently stated on the table to the right. (Scroll to the right to see the table.) | Available Locally | Incremental Energy Savings | Use of Recycled Content | Low Energy Usage Manufacturing Process | Easily Biodegradable | Made from Natural Materials | Low Emissions Potential | Listed in Other Programs | Non Hazardous as Waste | Total Raw Score | Incremental Energy Savings Weighted Score | Use of Recycled Content Weighted Score | Low Energy Usage Mfg. Process Weighted Score | Easily Biodegradable Weighted Score | Made from Natural Materials Weighted Score | Available Locally Weighted Score | Low Emissions Potential Weighted Score | Listed in Other Programs Weighted Score | Non Hazardous as Waste Weighted Score | Total Weighted Score | Force Ranking | Weighted Score for Force Rank Calculation | Detailed instructions and options for using this tool are found in the Using the DYO® GBD Kit Decision Matrix Software Section of your DYO® Green Building Decision Kit.
Radiant Heat System/Hydronic |  |  | N | L | N | N | H | H | M | 9 |  | 0 | 0.08 | 0 | 0 |  | 0.36 | 0.24 | 0.24 | 0.92 | 1 | 0.92 | Component Weights for | Weight
External Heat Source |  |  | N | L | N | N | H | H | M | 9 |  | 0 | 0.08 | 0 | 0 |  | 0.36 | 0.24 | 0.24 | 0.92 | 1 | 0.92 | Heating
Geothermal System |  |  | N | L | N | N | H | M | M | 8 |  | 0 | 0.08 | 0 | 0 |  | 0.36 | 0.16 | 0.24 | 0.84 | 3 | 0.84 | Incremental Energy Savings | 8% | M | The amount of incremental energy, expressed in Btu/Hr, that a product saves or generates for the structure.
Radiant Heat System/Electric |  |  | N | L | N | N | H | M | M | 8 |  | 0 | 0.08 | 0 | 0 |  | 0.36 | 0.16 | 0.24 | 0.84 | 3 | 0.84 | Use of Recycled Content | 12% | H | The amount of recycled content, expressed as a percentage, found in a product.
Fireplace Insert |  |  | N | L | N | L | M | M | M | 8 |  | 0 | 0.08 | 0 | 0.05 |  | 0.24 | 0.16 | 0.24 | 0.77 | 5 | 0.77 | Low Energy Usage Manufacturing Process | 8% | M | The amount of energy used in manufacture of the product.
Fireplaces/Wood |  |  | N | L | N | L | M | M | M | 8 |  | 0 | 0.08 | 0 | 0.05 |  | 0.24 | 0.16 | 0.24 | 0.77 | 5 | 0.77 | Easily Biodegradable | 12% | H | The amount of time it will take the product to degrade once its useful life is over.
Forced Air via Air Handler with Electric Resistance Coils (all electric heat pumps) |  |  | N | L | N | N | H | L | M | 7 |  | 0 | 0.08 | 0 | 0 |  | 0.36 | 0.08 | 0.24 | 0.76 | 7 | 0.76 | Made from Natural Materials | 5% | L | The amount, expressed as a percentage, of natural (not man-made) materials used to make the product.
Air-to-Air or Conventional Heat Pump |  |  | N | L | N | N | H | L | M | 7 |  | 0 | 0.08 | 0 | 0 |  | 0.36 | 0.08 | 0.24 | 0.76 | 7 | 0.76 | Available Locally | 23% | H+ | The distance in miles that the product must travel to the destination of final use.
Electric Baseboard |  |  | N | L | N | N | H | L | M | 7 |  | 0 | 0.08 | 0 | 0 |  | 0.36 | 0.08 | 0.24 | 0.76 | 7 | 0.76 | Low Emissions Potential | 12% | H | The amount of time it will take the product to stop outgassing.
Boiler/Steam or Hot Water |  |  | N | L | N | N | H | L | M | 7 |  | 0 | 0.08 | 0 | 0 |  | 0.36 | 0.08 | 0.24 | 0.76 | 7 | 0.76 | Listed in Other Programs (e.g. EnergyStar) | 8% | M | The level of product recommendation in recognized energy and environmental programs.
High-Efficiency Sealed Combustion Forced Air Furnace |  |  | N | L | N | N | M | M | M | 7 |  | 0 | 0.08 | 0 | 0 |  | 0.24 | 0.16 | 0.24 | 0.72 | 11 | 0.72 | Non Hazardous as Waste | 12% | H | The amount of hazardous materials and components found in the product.
Wood Stove |  |  | N | L | N | N | M | M | M | 7 |  | 0 | 0.08 | 0 | 0 |  | 0.24 | 0.16 | 0.24 | 0.72 | 11 | 0.72 | Total Weightings Must Equal 100% | 100%
Standard Forced Air Furnace |  |  | N | L | N | N | M | L | M | 6 |  | 0 | 0.08 | 0 | 0 |  | 0.24 | 0.08 | 0.24 | 0.64 | 13 | 0.64
Fireplaces/Gas |  |  | N | L | N | N | L | M | M | 6 |  | 0 | 0.08 | 0 | 0 |  | 0.12 | 0.16 | 0.24 | 0.6 | 14 | 0.6
(Enter Custom Product Here) | [9 empty] | 0 | [9 empty] | 0 | 99 | 0
(Enter Custom Product Here) | [9 empty] | 0 | [9 empty] | 0 | 99 | 0
(Enter Custom Product Here) | [9 empty] | 0 | [9 empty] | 0 | 99 | 0
(Enter Custom Product Here) | [9 empty] | 0 | [9 empty] | 0 | 99 | 0
(Enter Custom Product Here) | [9 empty] | 0 | [9 empty] | 0 | 99 | 0
(Enter Custom Product Here) | [9 empty] | 0 | [9 empty] | 0 | 99 | 0
[10 empty] | 7.4286 | #DIV/0! | 0 | 0.08 | 0 | 0.0071429 | #DIV/0! | 0.3 | 0.14286 | 0.24 | 0.77 | #REF!
Note on B1: Available Locally Score: N = Not available locally (>200 miles) L = Long trip (100 miles - 200 miles) M = Medium trip (50 miles - 100 miles) H = Here (<50 miles)
Note on C1: Incremental Energy Score: N = None L = Low (1 - 10,000 Btu/Hr) M = Med (10,001 - 50,000 Btu/Hr) H = High (50,001+ Btu/Hr)
Note on D1: Recycled Content Score: N = None L = Low (1% - 15%) M = Medium (16% - 50%) H = High (51%+)
Note on E1: Low-Energy Manufacturing Score: N = Excessive amount of energy used in manufacturing L = Large amount of energy used in manufacturing M = Medium amount of energy used in manufacturing H = Hardly any energy used in manufacturing
Note on F1: Biodegradable Score: N = Not Biodegradable L = Long time to degrade (>2 years) M = Medium time to degrade (1 year - 2 years) H = Highly biodegradable (<1 year)
Note on G1: Natural Materials Score: N = Not made from natural materials L = Low usage of natural materials (<10%) M = Medium usage of natural materials (11% - 40%) H = High usage of natural materials (>41%)
Note on H1: Potential Emission Score: N = Toxic L = Long exposure (still outgassing >1 year) M = Medium exposure (outgasses 6 mos - 1 year) H = Healthy (no outgassing or <6 mos)
Note on I1: Other Programs Score: N = Not listed in recognized programs L = Listed in one program M = Listed in multiple programs H = Highly recommended in other programs
Note on J1: Non-Hazardous Waste Score: N = Very hazardous waste - special disposal required L = Large amount of product is considered hazardous M = Medium (some components are considered hazardous) H = Healthy (non hazardous)
Sort

## Cooling
Instructions: Scroll down to see all products. New products may be added to the end of the list. Rate the performance of each product as "N, L, M or H." (Hover over the component title for the rating description.) Use your Backspace button to clear values. The Sort button (below) will incorporate your priorities as currently stated on the table to the right. (Scroll to the right to see the table.) | Available Locally | Incremental Energy Savings | Use of Recycled Content | Low Energy Usage Manufacturing Process | Easily Biodegradable | Made from Natural Materials | Low Emissions Potential | Listed in Other Programs | Non Hazardous as Waste | Total Raw Score | Incremental Energy Savings Weighted Score | Use of Recycled Content Weighted Score | Low Energy Usage Mfg. Process Weighted Score | Easily Biodegradable Weighted Score | Made from Natural Materials Weighted Score | Available Locally Weighted Score | Low Emissions Potential Weighted Score | Listed in Other Programs Weighted Score | Non Hazardous as Waste Weighted Score | Total Weighted Score | Force Ranking | Weighted Score for Force Rank Calculation | Detailed instructions and options for using this tool are found in the Using the DYO® GBD Kit Decision Matrix Software Section of your DYO® Green Building Decision Kit.
Ceiling Fans |  |  | N | M | N | N | H | H | M | 10 |  | 0 | 0.16 | 0 | 0 |  | 0.36 | 0.24 | 0.24 | 1 | 1 | 1 | Component Weights for | Weight
Heat Pump |  |  | N | L | N | N | H | H | M | 9 |  | 0 | 0.08 | 0 | 0 |  | 0.36 | 0.24 | 0.24 | 0.92 | 2 | 0.92 | Cooling
Central Air Conditioning, Eco-Friendly Refrigerant |  |  | N | L | N | N | H | M | M | 8 |  | 0 | 0.08 | 0 | 0 |  | 0.36 | 0.16 | 0.24 | 0.84 | 3 | 0.84 | Incremental Energy Savings | 8% | M | The amount of incremental energy, expressed in Btu/Hr, that a product saves or generates for the structure.
Window Air Conditioners, Eco-Friendly Refrigerant |  |  | N | L | N | N | H | M | M | 8 |  | 0 | 0.08 | 0 | 0 |  | 0.36 | 0.16 | 0.24 | 0.84 | 3 | 0.84 | Use of Recycled Content | 12% | H | The amount of recycled content, expressed as a percentage, found in a product.
Evaporative Cooling System |  |  | N | L | N | N | H | M | M | 8 |  | 0 | 0.08 | 0 | 0 |  | 0.36 | 0.16 | 0.24 | 0.84 | 3 | 0.84 | Low Energy Usage Manufacturing Process | 8% | M | The amount of energy used in manufacture of the product.
Radiant Cooling System |  |  | N | L | N | N | H | L | M | 7 |  | 0 | 0.08 | 0 | 0 |  | 0.36 | 0.08 | 0.24 | 0.76 | 6 | 0.76 | Easily Biodegradable | 12% | H | The amount of time it will take the product to degrade once its useful life is over.
Central Air Conditioning, Standard Refrigerant |  |  | N | L | N | N | M | L | M | 6 |  | 0 | 0.08 | 0 | 0 |  | 0.24 | 0.08 | 0.24 | 0.64 | 7 | 0.64 | Made from Natural Materials | 5% | L | The amount, expressed as a percentage, of natural (not man-made) materials used to make the product.
Window Air Conditioners, Standard Refrigerant |  |  | N | L | N | N | M | L | M | 6 |  | 0 | 0.08 | 0 | 0 |  | 0.24 | 0.08 | 0.24 | 0.64 | 7 | 0.64 | Available Locally | 23% | H+ | The distance in miles that the product must travel to the destination of final use.
(Enter Custom Product Here) | [9 empty] | 0 | [9 empty] | 0 | 99 | 0 | Low Emissions Potential | 12% | H | The amount of time it will take the product to stop outgassing.
(Enter Custom Product Here) | [9 empty] | 0 | [9 empty] | 0 | 99 | 0 | Listed in Other Programs (e.g. EnergyStar) | 8% | M | The level of product recommendation in recognized energy and environmental programs.
(Enter Custom Product Here) | [9 empty] | 0 | [9 empty] | 0 | 99 | 0 | Non Hazardous as Waste | 12% | H | The amount of hazardous materials and components found in the product.
(Enter Custom Product Here) | [9 empty] | 0 | [9 empty] | 0 | 99 | 0 | Total Weightings Must Equal 100% | 100%
(Enter Custom Product Here) | [9 empty] | 0 | [9 empty] | 0 | 99 | 0
(Enter Custom Product Here) | [9 empty] | 0 | [9 empty] | 0 | 99 | 0
[10 empty] | 7.75 | #DIV/0! | 0 | 0.09 | 0 | 0 | #DIV/0! | 0.33 | 0.15 | 0.24 | 0.81 | #REF!
Note on B1: Available Locally Score: N = Not available locally (>200 miles) L = Long trip (100 miles - 200 miles) M = Medium trip (50 miles - 100 miles) H = Here (<50 miles)
Note on C1: Incremental Energy Score: N = None L = Low (1 - 10,000 Btu/Hr) M = Med (10,001 - 50,000 Btu/Hr) H = High (50,001+ Btu/Hr)
Note on D1: Recycled Content Score: N = None L = Low (1% - 15%) M = Medium (16% - 50%) H = High (51%+)
Note on E1: Low-Energy Manufacturing Score: N = Excessive amount of energy used in manufacturing L = Large amount of energy used in manufacturing M = Medium amount of energy used in manufacturing H = Hardly any energy used in manufacturing
Note on F1: Biodegradable Score: N = Not Biodegradable L = Long time to degrade (>2 years) M = Medium time to degrade (1 year - 2 years) H = Highly biodegradable (<1 year)
Note on G1: Natural Materials Score: N = Not made from natural materials L = Low usage of natural materials (<10%) M = Medium usage of natural materials (11% - 40%) H = High usage of natural materials (>41%)
Note on H1: Potential Emission Score: N = Toxic L = Long exposure (still outgassing >1 year) M = Medium exposure (outgasses 6 mos - 1 year) H = Healthy (no outgassing or <6 mos)
Note on I1: Other Programs Score: N = Not listed in recognized programs L = Listed in one program M = Listed in multiple programs H = Highly recommended in other programs
Note on J1: Non-Hazardous Waste Score: N = Very hazardous waste - special disposal required L = Large amount of product is considered hazardous M = Medium (some components are considered hazardous) H = Healthy (non hazardous)
Sort

## Water Heating
Instructions: Scroll down to see all products. New products may be added to the end of the list. Rate the performance of each product as "N, L, M or H." (Hover over the component title for the rating description.) Use your Backspace button to clear values. The Sort button (below) will incorporate your priorities as currently stated on the table to the right. (Scroll to the right to see the table.) | Available Locally | Incremental Energy Savings | Use of Recycled Content | Low Energy Usage Manufacturing Process | Easily Biodegradable | Made from Natural Materials | Low Emissions Potential | Listed in Other Programs | Non Hazardous as Waste | Total Raw Score | Incremental Energy Savings Weighted Score | Use of Recycled Content Weighted Score | Low Energy Usage Mfg. Process Weighted Score | Easily Biodegradable Weighted Score | Made from Natural Materials Weighted Score | Available Locally Weighted Score | Low Emissions Potential Weighted Score | Listed in Other Programs Weighted Score | Non Hazardous as Waste Weighted Score | Total Weighted Score | Force Ranking | Weighted Score for Force Rank Calculation | Detailed instructions and options for using this tool are found in the Using the DYO® GBD Kit Decision Matrix Software Section of your DYO® Green Building Decision Kit.
Instantaneous/Tankless Style - Gas |  |  | N | L | N | N | H | H | M | 9 |  | 0 | 0.08 | 0 | 0 |  | 0.36 | 0.24 | 0.24 | 0.92 | 1 | 0.92 | Component Weights for | Weight
Instantaneous/Tankless Style - Electric |  |  | N | L | N | N | H | H | M | 9 |  | 0 | 0.08 | 0 | 0 |  | 0.36 | 0.24 | 0.24 | 0.92 | 1 | 0.92 | Water Heating
Ground Source Heat Pump - Desuperheater |  |  | N | L | N | N | H | H | M | 9 |  | 0 | 0.08 | 0 | 0 |  | 0.36 | 0.24 | 0.24 | 0.92 | 1 | 0.92 | Incremental Energy Savings | 8% | M | The amount of incremental energy, expressed in Btu/Hr, that a product saves or generates for the structure.
Heat Pump Water Heater - COP 2+ |  |  | N | L | N | N | H | H | M | 9 |  | 0 | 0.08 | 0 | 0 |  | 0.36 | 0.24 | 0.24 | 0.92 | 1 | 0.92 | Use of Recycled Content | 12% | H | The amount of recycled content, expressed as a percentage, found in a product.
Standard Tank Style - Gas |  |  | N | L | N | N | M | L | M | 6 |  | 0 | 0.08 | 0 | 0 |  | 0.24 | 0.08 | 0.24 | 0.64 | 5 | 0.64 | Low Energy Usage Manufacturing Process | 8% | M | The amount of energy used in manufacture of the product.
Standard Tank Style - Electric |  |  | N | L | N | N | M | L | M | 6 |  | 0 | 0.08 | 0 | 0 |  | 0.24 | 0.08 | 0.24 | 0.64 | 5 | 0.64 | Easily Biodegradable | 12% | H | The amount of time it will take the product to degrade once its useful life is over.
Premium Tank Style - Gas |  |  | N | L | N | N | M | L | M | 6 |  | 0 | 0.08 | 0 | 0 |  | 0.24 | 0.08 | 0.24 | 0.64 | 5 | 0.64 | Made from Natural Materials | 5% | L | The amount, expressed as a percentage, of natural (not man-made) materials used to make the product.
Premium Tank Style - Electric |  |  | N | L | N | N | M | L | M | 6 |  | 0 | 0.08 | 0 | 0 |  | 0.24 | 0.08 | 0.24 | 0.64 | 5 | 0.64 | Available Locally | 23% | H+ | The distance in miles that the product must travel to the destination of final use.
(Enter Custom Product Here) | [9 empty] | 0 | [9 empty] | 0 | 99 | 0 | Low Emissions Potential | 12% | H | The amount of time it will take the product to stop outgassing.
(Enter Custom Product Here) | [9 empty] | 0 | [9 empty] | 0 | 99 | 0 | Listed in Other Programs (e.g. EnergyStar) | 8% | M | The level of product recommendation in recognized energy and environmental programs.
(Enter Custom Product Here) | [9 empty] | 0 | [9 empty] | 0 | 99 | 0 | Non Hazardous as Waste | 12% | H | The amount of hazardous materials and components found in the product.
(Enter Custom Product Here) | [9 empty] | 0 | [9 empty] | 0 | 99 | 0 | Total Weightings Must Equal 100% | 100%
(Enter Custom Product Here) | [9 empty] | 0 | [9 empty] | 0 | 99 | 0
(Enter Custom Product Here) | [9 empty] | 0 | [9 empty] | 0 | 99 | 0
[10 empty] | 8.4 | #DIV/0! | 0 | 0.08 | 0 | 0 | #DIV/0! | 0.336 | 0.208 | 0.24 | 0.864 | #REF!
Note on B1: Available Locally Score: N = Not available locally (>200 miles) L = Long trip (100 miles - 200 miles) M = Medium trip (50 miles - 100 miles) H = Here (<50 miles)
Note on C1: Incremental Energy Score: N = None L = Low (1 - 10,000 Btu/Hr) M = Med (10,001 - 50,000 Btu/Hr) H = High (50,001+ Btu/Hr)
Note on D1: Recycled Content Score: N = None L = Low (1% - 15%) M = Medium (16% - 50%) H = High (51%+)
Note on E1: Low-Energy Manufacturing Score: N = Excessive amount of energy used in manufacturing L = Large amount of energy used in manufacturing M = Medium amount of energy used in manufacturing H = Hardly any energy used in manufacturing
Note on F1: Biodegradable Score: N = Not Biodegradable L = Long time to degrade (>2 years) M = Medium time to degrade (1 year - 2 years) H = Highly biodegradable (<1 year)
Note on G1: Natural Materials Score: N = Not made from natural materials L = Low usage of natural materials (<10%) M = Medium usage of natural materials (11% - 40%) H = High usage of natural materials (>41%)
Note on H1: Potential Emission Score: N = Toxic L = Long exposure (still outgassing >1 year) M = Medium exposure (outgasses 6 mos - 1 year) H = Healthy (no outgassing or <6 mos)
Note on I1: Other Programs Score: N = Not listed in recognized programs L = Listed in one program M = Listed in multiple programs H = Highly recommended in other programs
Note on J1: Non-Hazardous Waste Score: N = Very hazardous waste - special disposal required L = Large amount of product is considered hazardous M = Medium (some components are considered hazardous) H = Healthy (non hazardous)
Sort

## Primary Heating Fuel Types
Instructions: Scroll down to see all products. New products may be added to the end of the list. Rate the performance of each product as "N, L, M or H." (Hover over the component title for the rating description.) Use your Backspace button to clear values. The Sort button (below) will incorporate your priorities as currently stated on the table to the right. (Scroll to the right to see the table.) | Available Locally | Incremental Energy Savings | Use of Recycled Content | Low Energy Usage Manufacturing Process | Easily Biodegradable | Made from Natural Materials | Low Emissions Potential | Listed in Other Programs | Non Hazardous as Waste | Total Raw Score | Incremental Energy Savings Weighted Score | Use of Recycled Content Weighted Score | Low Energy Usage Mfg. Process Weighted Score | Easily Biodegradable Weighted Score | Made from Natural Materials Weighted Score | Available Locally Weighted Score | Low Emissions Potential Weighted Score | Listed in Other Programs Weighted Score | Non Hazardous as Waste Weighted Score | Total Weighted Score | Force Ranking | Weighted Score for Force Rank Calculation | Detailed instructions and options for using this tool are found in the Using the DYO® GBD Kit Decision Matrix Software Section of your DYO® Green Building Decision Kit.
Bio-Mass Burning |  |  | H | H |  | H | M | H |  | 14 |  | 0.36 | 0.24 |  | 0.15 |  | 0.24 | 0.24 |  | 1.23 | 1 | 1.23 | Component Weights for | Weight
Pellet Burning |  |  | H | H |  | H | M | M |  | 13 |  | 0.36 | 0.24 |  | 0.15 |  | 0.24 | 0.16 |  | 1.15 | 2 | 1.15 | Primary Heating Fuel Types
Maize Burning |  |  | M | H |  | H | M | M |  | 12 |  | 0.24 | 0.24 |  | 0.15 |  | 0.24 | 0.16 |  | 1.03 | 3 | 1.03 | Incremental Energy Savings | 8% | M | The amount of incremental energy, expressed in Btu/Hr, that a product saves or generates for the structure.
Solar Thermal |  |  | N | H |  | H | H | H |  | 12 |  | 0 | 0.24 |  | 0.15 |  | 0.36 | 0.24 |  | 0.99 | 4 | 0.99 | Use of Recycled Content | 12% | H | The amount of recycled content, expressed as a percentage, found in a product.
Electric – Direct Current (DC) - from Solar, Wind, Hydrogen, Water (on-site) |  |  | N | H |  | H | H | H |  | 12 |  | 0 | 0.24 |  | 0.15 |  | 0.36 | 0.24 |  | 0.99 | 4 | 0.99 | Low Energy Usage Manufacturing Process | 8% | M | The amount of energy used in manufacture of the product.
Electric – Alternating Current (AC) - from Solar, Wind, Hydrogen, Water (on-site) |  |  | N | H |  | H | H | H |  | 12 |  | 0 | 0.24 |  | 0.15 |  | 0.36 | 0.24 |  | 0.99 | 4 | 0.99 | Easily Biodegradable | 12% | H | The amount of time it will take the product to degrade once its useful life is over.
Natural Gas |  |  | N | H |  | H | H | M |  | 11 |  | 0 | 0.24 |  | 0.15 |  | 0.36 | 0.16 |  | 0.91 | 7 | 0.91 | Made from Natural Materials | 5% | L | The amount, expressed as a percentage, of natural (not man-made) materials used to make the product.
Wood Burning |  |  | N | H |  | H | M | M |  | 10 |  | 0 | 0.24 |  | 0.15 |  | 0.24 | 0.16 |  | 0.79 | 8 | 0.79 | Available Locally | 23% | H+ | The distance in miles that the product must travel to the destination of final use.
Propane |  |  | N | M |  | L | M | N |  | 5 |  | 0 | 0.16 |  | 0.05 |  | 0.24 | 0 |  | 0.45 | 9 | 0.45 | Low Emissions Potential | 12% | H | The amount of time it will take the product to stop outgassing.
Heating Oil |  |  | N | L |  | L | M | N |  | 4 |  | 0 | 0.08 |  | 0.05 |  | 0.24 | 0 |  | 0.37 | 10 | 0.37 | Listed in Other Programs (e.g. EnergyStar) | 8% | M | The level of product recommendation in recognized energy and environmental programs.
Electricity from Fossil Fuels |  |  | N | L |  | L | N | N |  | 2 |  | 0 | 0.08 |  | 0.05 |  | 0 | 0 |  | 0.13 | 11 | 0.13 | Non Hazardous as Waste | 12% | H | The amount of hazardous materials and components found in the product.
(Enter Custom Product Here) | [9 empty] | 0 | [9 empty] | 0 | 99 | 0 | Total Weightings Must Equal 100% | 100%
(Enter Custom Product Here) | [9 empty] | 0 | [9 empty] | 0 | 99 | 0
(Enter Custom Product Here) | [9 empty] | 0 | [9 empty] | 0 | 99 | 0
(Enter Custom Product Here) | [9 empty] | 0 | [9 empty] | 0 | 99 | 0
(Enter Custom Product Here) | [9 empty] | 0 | [9 empty] | 0 | 99 | 0
(Enter Custom Product Here) | [9 empty] | 0 | [9 empty] | 0 | 99 | 0
[10 empty] | 9.7273 | #DIV/0! | 0.087273 | 0.20364 | #DIV/0! | 0.12273 | #DIV/0! | 0.26182 | 0.14545 | #DIV/0! | 0.82091 | #REF!
Note on B1: Available Locally Score: N = Not available locally (>200 miles) L = Long trip (100 miles - 200 miles) M = Medium trip (50 miles - 100 miles) H = Here (<50 miles)
Note on C1: Incremental Energy Score: N = None L = Low (1 - 10,000 Btu/Hr) M = Med (10,001 - 50,000 Btu/Hr) H = High (50,001+ Btu/Hr)
Note on D1: Recycled Content Score: N = None L = Low (1% - 15%) M = Medium (16% - 50%) H = High (51%+)
Note on E1: Low-Energy Manufacturing Score: N = Excessive amount of energy used in manufacturing L = Large amount of energy used in manufacturing M = Medium amount of energy used in manufacturing H = Hardly any energy used in manufacturing
Note on F1: Biodegradable Score: N = Not Biodegradable L = Long time to degrade (>2 years) M = Medium time to degrade (1 year - 2 years) H = Highly biodegradable (<1 year)
Note on G1: Natural Materials Score: N = Not made from natural materials L = Low usage of natural materials (<10%) M = Medium usage of natural materials (11% - 40%) H = High usage of natural materials (>41%)
Note on H1: Potential Emission Score: N = Toxic L = Long exposure (still outgassing >1 year) M = Medium exposure (outgasses 6 mos - 1 year) H = Healthy (no outgassing or <6 mos)
Note on I1: Other Programs Score: N = Not listed in recognized programs L = Listed in one program M = Listed in multiple programs H = Highly recommended in other programs
Note on J1: Non-Hazardous Waste Score: N = Very hazardous waste - special disposal required L = Large amount of product is considered hazardous M = Medium (some components are considered hazardous) H = Healthy (non hazardous)
Sort

## Ventilation
Instructions: Scroll down to see all products. New products may be added to the end of the list. Rate the performance of each product as "N, L, M or H." (Hover over the component title for the rating description.) Use your Backspace button to clear values. The Sort button (below) will incorporate your priorities as currently stated on the table to the right. (Scroll to the right to see the table.) | Available Locally | Incremental Energy Savings | Use of Recycled Content | Low Energy Usage Manufacturing Process | Easily Biodegradable | Made from Natural Materials | Low Emissions Potential | Listed in Other Programs | Non Hazardous as Waste | Total Raw Score | Incremental Energy Savings Weighted Score | Use of Recycled Content Weighted Score | Low Energy Usage Mfg. Process Weighted Score | Easily Biodegradable Weighted Score | Made from Natural Materials Weighted Score | Available Locally Weighted Score | Low Emissions Potential Weighted Score | Listed in Other Programs Weighted Score | Non Hazardous as Waste Weighted Score | Total Weighted Score | Force Ranking | Weighted Score for Force Rank Calculation | Detailed instructions and options for using this tool are found in the Using the DYO® GBD Kit Decision Matrix Software Section of your DYO® Green Building Decision Kit.
Heat Recovery Ventilator |  |  |  | M | N |  |  | H | M | 7 |  |  | 0.16 | 0 |  |  |  | 0.24 | 0.24 | 0.64 | 1 | 0.64 | Component Weights for | Weight
Energy Recovery Ventilator |  |  |  | M | N |  |  | H | M | 7 |  |  | 0.16 | 0 |  |  |  | 0.24 | 0.24 | 0.64 | 1 | 0.64 | Ventilation
Passive Wall Vents |  |  |  | M | N |  |  | H | M | 7 |  |  | 0.16 | 0 |  |  |  | 0.24 | 0.24 | 0.64 | 1 | 0.64 | Incremental Energy Savings | 8% | M | The amount of incremental energy, expressed in Btu/Hr, that a product saves or generates for the structure.
Atmospheric Dampers |  |  |  | M | N |  |  | H | M | 7 |  |  | 0.16 | 0 |  |  |  | 0.24 | 0.24 | 0.64 | 1 | 0.64 | Use of Recycled Content | 12% | H | The amount of recycled content, expressed as a percentage, found in a product.
Combustion Air Supply/Outside Combustion Air Ports |  |  |  | M | N |  |  | H | M | 7 |  |  | 0.16 | 0 |  |  |  | 0.24 | 0.24 | 0.64 | 1 | 0.64 | Low Energy Usage Manufacturing Process | 8% | M | The amount of energy used in manufacture of the product.
Quick Relief Devices |  |  |  | M | N |  |  | M | M | 6 |  |  | 0.16 | 0 |  |  |  | 0.16 | 0.24 | 0.56 | 6 | 0.56 | Easily Biodegradable | 12% | H | The amount of time it will take the product to degrade once its useful life is over.
Fresh Air Intake System |  |  |  | M | N |  |  | M | M | 6 |  |  | 0.16 | 0 |  |  |  | 0.16 | 0.24 | 0.56 | 6 | 0.56 | Made from Natural Materials | 5% | L | The amount, expressed as a percentage, of natural (not man-made) materials used to make the product.
Exhaust Only |  |  |  | M | N |  |  | L | M | 5 |  |  | 0.16 | 0 |  |  |  | 0.08 | 0.24 | 0.48 | 8 | 0.48 | Available Locally | 23% | H+ | The distance in miles that the product must travel to the destination of final use.
Momentary Pressure Relief |  |  |  | M | N |  |  | N | M | 4 |  |  | 0.16 | 0 |  |  |  | 0 | 0.24 | 0.4 | 9 | 0.4 | Low Emissions Potential | 12% | H | The amount of time it will take the product to stop outgassing.
(Enter Custom Product Here) | [9 empty] | 0 | [9 empty] | 0 | 99 | 0 | Listed in Other Programs (e.g. EnergyStar) | 8% | M | The level of product recommendation in recognized energy and environmental programs.
(Enter Custom Product Here) | [9 empty] | 0 | [9 empty] | 0 | 99 | 0 | Non Hazardous as Waste | 12% | H | The amount of hazardous materials and components found in the product.
(Enter Custom Product Here) | [9 empty] | 0 | [9 empty] | 0 | 99 | 0 | Total Weightings Must Equal 100% | 100%
(Enter Custom Product Here) | [9 empty] | 0 | [9 empty] | 0 | 99 | 0
(Enter Custom Product Here) | [9 empty] | 0 | [9 empty] | 0 | 99 | 0
(Enter Custom Product Here) | [9 empty] | 0 | [9 empty] | 0 | 99 | 0
[10 empty] | 7 | #DIV/0! | #DIV/0! | 0.16 | 0 | #DIV/0! | #DIV/0! | #DIV/0! | 0.24 | 0.24 | 0.64 | #REF!
Note on B1: Available Locally Score: N = Not available locally (>200 miles) L = Long trip (100 miles - 200 miles) M = Medium trip (50 miles - 100 miles) H = Here (<50 miles)
Note on C1: Incremental Energy Score: N = None L = Low (1 - 10,000 Btu/Hr) M = Med (10,001 - 50,000 Btu/Hr) H = High (50,001+ Btu/Hr)
Note on D1: Recycled Content Score: N = None L = Low (1% - 15%) M = Medium (16% - 50%) H = High (51%+)
Note on E1: Low-Energy Manufacturing Score: N = Excessive amount of energy used in manufacturing L = Large amount of energy used in manufacturing M = Medium amount of energy used in manufacturing H = Hardly any energy used in manufacturing
Note on F1: Biodegradable Score: N = Not Biodegradable L = Long time to degrade (>2 years) M = Medium time to degrade (1 year - 2 years) H = Highly biodegradable (<1 year)
Note on G1: Natural Materials Score: N = Not made from natural materials L = Low usage of natural materials (<10%) M = Medium usage of natural materials (11% - 40%) H = High usage of natural materials (>41%)
Note on H1: Potential Emission Score: N = Toxic L = Long exposure (still outgassing >1 year) M = Medium exposure (outgasses 6 mos - 1 year) H = Healthy (no outgassing or <6 mos)
Note on I1: Other Programs Score: N = Not listed in recognized programs L = Listed in one program M = Listed in multiple programs H = Highly recommended in other programs
Note on J1: Non-Hazardous Waste Score: N = Very hazardous waste - special disposal required L = Large amount of product is considered hazardous M = Medium (some components are considered hazardous) H = Healthy (non hazardous)
Sort

## Ventilation Filters
Instructions: Scroll down to see all products. New products may be added to the end of the list. Rate the performance of each product as "N, L, M or H." (Hover over the component title for the rating description.) Use your Backspace button to clear values. The Sort button (below) will incorporate your priorities as currently stated on the table to the right. (Scroll to the right to see the table.) | Available Locally | Incremental Energy Savings | Use of Recycled Content | Low Energy Usage Manufacturing Process | Easily Biodegradable | Made from Natural Materials | Low Emissions Potential | Listed in Other Programs | Non Hazardous as Waste | Total Raw Score | Incremental Energy Savings Weighted Score | Use of Recycled Content Weighted Score | Low Energy Usage Mfg. Process Weighted Score | Easily Biodegradable Weighted Score | Made from Natural Materials Weighted Score | Available Locally Weighted Score | Low Emissions Potential Weighted Score | Listed in Other Programs Weighted Score | Non Hazardous as Waste Weighted Score | Total Weighted Score | Force Ranking | Weighted Score for Force Rank Calculation | Detailed instructions and options for using this tool are found in the Using the DYO® GBD Kit Decision Matrix Software Section of your DYO® Green Building Decision Kit.
High-Efficiency Pleated |  |  | N | H | H | N |  | H | H | 12 |  | 0 | 0.24 | 0.36 | 0 |  |  | 0.24 | 0.36 | 1.2 | 1 | 1.2 | Component Weights for | Weight
Medium-Efficiency Pleated |  |  | N | H | H | N |  | M | H | 11 |  | 0 | 0.24 | 0.36 | 0 |  |  | 0.16 | 0.36 | 1.12 | 2 | 1.12 | Ventilation Filters
Carbon/Charcoal |  |  | N | M | M | L |  | H | H | 11 |  | 0 | 0.16 | 0.24 | 0.05 |  |  | 0.24 | 0.36 | 1.05 | 3 | 1.05 | Incremental Energy Savings | 8% | M | The amount of incremental energy, expressed in Btu/Hr, that a product saves or generates for the structure.
Low-Efficiency Pleated |  |  | N | H | H | N |  | L | H | 10 |  | 0 | 0.24 | 0.36 | 0 |  |  | 0.08 | 0.36 | 1.04 | 4 | 1.04 | Use of Recycled Content | 12% | H | The amount of recycled content, expressed as a percentage, found in a product.
HEPA |  |  | N | M | L | N |  | H | M | 8 |  | 0 | 0.16 | 0.12 | 0 |  |  | 0.24 | 0.24 | 0.76 | 5 | 0.76 | Low Energy Usage Manufacturing Process | 8% | M | The amount of energy used in manufacture of the product.
Electrostatic |  |  | N | L | L | N |  | H | M | 7 |  | 0 | 0.08 | 0.12 | 0 |  |  | 0.24 | 0.24 | 0.68 | 6 | 0.68 | Easily Biodegradable | 12% | H | The amount of time it will take the product to degrade once its useful life is over.
Standard Thin |  |  | N | M | M | N |  | N | M | 6 |  | 0 | 0.16 | 0.24 | 0 |  |  | 0 | 0.24 | 0.64 | 7 | 0.64 | Made from Natural Materials | 5% | L | The amount, expressed as a percentage, of natural (not man-made) materials used to make the product.
Electronic |  |  | N | L | N | N |  | H | L | 5 |  | 0 | 0.08 | 0 | 0 |  |  | 0.24 | 0.12 | 0.44 | 8 | 0.44 | Available Locally | 23% | H+ | The distance in miles that the product must travel to the destination of final use.
(Enter Custom Product Here) | [9 empty] | 0 | [9 empty] | 0 | 99 | 0 | Low Emissions Potential | 12% | H | The amount of time it will take the product to stop outgassing.
(Enter Custom Product Here) | [9 empty] | 0 | [9 empty] | 0 | 99 | 0 | Listed in Other Programs (e.g. EnergyStar) | 8% | M | The level of product recommendation in recognized energy and environmental programs.
(Enter Custom Product Here) | [9 empty] | 0 | [9 empty] | 0 | 99 | 0 | Non Hazardous as Waste | 12% | H | The amount of hazardous materials and components found in the product.
(Enter Custom Product Here) | [9 empty] | 0 | [9 empty] | 0 | 99 | 0 | Total Weightings Must Equal 100% | 100%
(Enter Custom Product Here) | [9 empty] | 0 | [9 empty] | 0 | 99 | 0
(Enter Custom Product Here) | [9 empty] | 0 | [9 empty] | 0 | 99 | 0
[10 empty] | 8.75 | #DIV/0! | 0 | 0.17 | 0.225 | 0.00625 | #DIV/0! | #DIV/0! | 0.18 | 0.285 | 0.86625 | #REF!
Note on B1: Available Locally Score: N = Not available locally (>200 miles) L = Long trip (100 miles - 200 miles) M = Medium trip (50 miles - 100 miles) H = Here (<50 miles)
Note on C1: Incremental Energy Score: N = None L = Low (1 - 10,000 Btu/Hr) M = Med (10,001 - 50,000 Btu/Hr) H = High (50,001+ Btu/Hr)
Note on D1: Recycled Content Score: N = None L = Low (1% - 15%) M = Medium (16% - 50%) H = High (51%+)
Note on E1: Low-Energy Manufacturing Score: N = Excessive amount of energy used in manufacturing L = Large amount of energy used in manufacturing M = Medium amount of energy used in manufacturing H = Hardly any energy used in manufacturing
Note on F1: Biodegradable Score: N = Not Biodegradable L = Long time to degrade (>2 years) M = Medium time to degrade (1 year - 2 years) H = Highly biodegradable (<1 year)
Note on G1: Natural Materials Score: N = Not made from natural materials L = Low usage of natural materials (<10%) M = Medium usage of natural materials (11% - 40%) H = High usage of natural materials (>41%)
Note on H1: Potential Emission Score: N = Toxic L = Long exposure (still outgassing >1 year) M = Medium exposure (outgasses 6 mos - 1 year) H = Healthy (no outgassing or <6 mos)
Note on I1: Other Programs Score: N = Not listed in recognized programs L = Listed in one program M = Listed in multiple programs H = Highly recommended in other programs
Note on J1: Non-Hazardous Waste Score: N = Very hazardous waste - special disposal required L = Large amount of product is considered hazardous M = Medium (some components are considered hazardous) H = Healthy (non hazardous)
Sort

## Rainwater Catchment
Instructions: Scroll down to see all products. New products may be added to the end of the list. Rate the performance of each product as "N, L, M or H." (Hover over the component title for the rating description.) Use your Backspace button to clear values. The Sort button (below) will incorporate your priorities as currently stated on the table to the right. (Scroll to the right to see the table.) | Available Locally | Incremental Energy Savings | Use of Recycled Content | Low Energy Usage Manufacturing Process | Easily Biodegradable | Made from Natural Materials | Low Emissions Potential | Listed in Other Programs | Non Hazardous as Waste | Total Raw Score | Incremental Energy Savings Weighted Score | Use of Recycled Content Weighted Score | Low Energy Usage Mfg. Process Weighted Score | Easily Biodegradable Weighted Score | Made from Natural Materials Weighted Score | Available Locally Weighted Score | Low Emissions Potential Weighted Score | Listed in Other Programs Weighted Score | Non Hazardous as Waste Weighted Score | Total Weighted Score | Force Ranking | Weighted Score for Force Rank Calculation | Detailed instructions and options for using this tool are found in the Using the DYO® GBD Kit Decision Matrix Software Section of your DYO® Green Building Decision Kit.
Cistern/Above Ground |  |  | L | M | L | N |  | H | M | 9 |  | 0.12 | 0.16 | 0.12 | 0 |  |  | 0.24 | 0.24 | 0.88 | 1 | 0.88 | Component Weights for | Weight
Cistern/Below Ground |  |  | L | M | L | N |  | H | M | 9 |  | 0.12 | 0.16 | 0.12 | 0 |  |  | 0.24 | 0.24 | 0.88 | 1 | 0.88 | Rainwater Catchment
Metal Drums |  |  | L | L | L | N |  | L | M | 6 |  | 0.12 | 0.08 | 0.12 | 0 |  |  | 0.08 | 0.24 | 0.64 | 3 | 0.64 | Incremental Energy Savings | 8% | M | The amount of incremental energy, expressed in Btu/Hr, that a product saves or generates for the structure.
Fiberglass Tanks |  |  | L | M | N | N |  | L | M | 6 |  | 0.12 | 0.16 | 0 | 0 |  |  | 0.08 | 0.24 | 0.6 | 4 | 0.6 | Use of Recycled Content | 12% | H | The amount of recycled content, expressed as a percentage, found in a product.
Plastic Barrels |  |  | N | L | N | N |  | H | M | 6 |  | 0 | 0.08 | 0 | 0 |  |  | 0.24 | 0.24 | 0.56 | 5 | 0.56 | Low Energy Usage Manufacturing Process | 8% | M | The amount of energy used in manufacture of the product.
Molded Plastic Tanks |  |  | L | L | N | N |  | L | M | 5 |  | 0.12 | 0.08 | 0 | 0 |  |  | 0.08 | 0.24 | 0.52 | 6 | 0.52 | Easily Biodegradable | 12% | H | The amount of time it will take the product to degrade once its useful life is over.
Stainless Steel Tanks |  |  | N | L | N | N |  | M | M | 5 |  | 0 | 0.08 | 0 | 0 |  |  | 0.16 | 0.24 | 0.48 | 7 | 0.48 | Made from Natural Materials | 5% | L | The amount, expressed as a percentage, of natural (not man-made) materials used to make the product.
(Enter Custom Product Here) | [9 empty] | 0 | [9 empty] | 0 | 99 | 0 | Available Locally | 23% | H+ | The distance in miles that the product must travel to the destination of final use.
(Enter Custom Product Here) | [9 empty] | 0 | [9 empty] | 0 | 99 | 0 | Low Emissions Potential | 12% | H | The amount of time it will take the product to stop outgassing.
(Enter Custom Product Here) | [9 empty] | 0 | [9 empty] | 0 | 99 | 0 | Listed in Other Programs (e.g. EnergyStar) | 8% | M | The level of product recommendation in recognized energy and environmental programs.
(Enter Custom Product Here) | [9 empty] | 0 | [9 empty] | 0 | 99 | 0 | Non Hazardous as Waste | 12% | H | The amount of hazardous materials and components found in the product.
(Enter Custom Product Here) | [9 empty] | 0 | [9 empty] | 0 | 99 | 0 | Total Weightings Must Equal 100% | 100%
(Enter Custom Product Here) | [9 empty] | 0 | [9 empty] | 0 | 99 | 0
[10 empty] | 6.5714 | #DIV/0! | 0.085714 | 0.11429 | 0.051429 | 0 | #DIV/0! | #DIV/0! | 0.16 | 0.24 | 0.65143 | #REF!
Note on B1: Available Locally Score: N = Not available locally (>200 miles) L = Long trip (100 miles - 200 miles) M = Medium trip (50 miles - 100 miles) H = Here (<50 miles)
Note on C1: Incremental Energy Score: N = None L = Low (1 - 10,000 Btu/Hr) M = Med (10,001 - 50,000 Btu/Hr) H = High (50,001+ Btu/Hr)
Note on D1: Recycled Content Score: N = None L = Low (1% - 15%) M = Medium (16% - 50%) H = High (51%+)
Note on E1: Low-Energy Manufacturing Score: N = Excessive amount of energy used in manufacturing L = Large amount of energy used in manufacturing M = Medium amount of energy used in manufacturing H = Hardly any energy used in manufacturing
Note on F1: Biodegradable Score: N = Not Biodegradable L = Long time to degrade (>2 years) M = Medium time to degrade (1 year - 2 years) H = Highly biodegradable (<1 year)
Note on G1: Natural Materials Score: N = Not made from natural materials L = Low usage of natural materials (<10%) M = Medium usage of natural materials (11% - 40%) H = High usage of natural materials (>41%)
Note on H1: Potential Emission Score: N = Toxic L = Long exposure (still outgassing >1 year) M = Medium exposure (outgasses 6 mos - 1 year) H = Healthy (no outgassing or <6 mos)
Note on I1: Other Programs Score: N = Not listed in recognized programs L = Listed in one program M = Listed in multiple programs H = Highly recommended in other programs
Note on J1: Non-Hazardous Waste Score: N = Very hazardous waste - special disposal required L = Large amount of product is considered hazardous M = Medium (some components are considered hazardous) H = Healthy (non hazardous)
Sort

## Water Pipes
Instructions: Scroll down to see all products. New products may be added to the end of the list. Rate the performance of each product as "N, L, M or H." (Hover over the component title for the rating description.) Use your Backspace button to clear values. The Sort button (below) will incorporate your priorities as currently stated on the table to the right. (Scroll to the right to see the table.) | Available Locally | Incremental Energy Savings | Use of Recycled Content | Low Energy Usage Manufacturing Process | Easily Biodegradable | Made from Natural Materials | Low Emissions Potential | Listed in Other Programs | Non Hazardous as Waste | Total Raw Score | Incremental Energy Savings Weighted Score | Use of Recycled Content Weighted Score | Low Energy Usage Mfg. Process Weighted Score | Easily Biodegradable Weighted Score | Made from Natural Materials Weighted Score | Available Locally Weighted Score | Low Emissions Potential Weighted Score | Listed in Other Programs Weighted Score | Non Hazardous as Waste Weighted Score | Total Weighted Score | Force Ranking | Weighted Score for Force Rank Calculation | Detailed instructions and options for using this tool are found in the Using the DYO® GBD Kit Decision Matrix Software Section of your DYO® Green Building Decision Kit.
Galvanized Steel |  |  |  | L | L | N |  | L | M | 5 |  |  | 0.08 | 0.12 | 0 |  |  | 0.08 | 0.24 | 0.52 | 1 | 0.52 | Component Weights for | Weight
Copper |  |  |  | N | L | L |  | L | M | 5 |  |  | 0 | 0.12 | 0.05 |  |  | 0.08 | 0.24 | 0.49 | 2 | 0.49 | Water Pipes
PEX |  |  |  | L | N | N |  | H | L | 5 |  |  | 0.08 | 0 | 0 |  |  | 0.24 | 0.12 | 0.44 | 3 | 0.44 | Incremental Energy Savings | 8% | M | The amount of incremental energy, expressed in Btu/Hr, that a product saves or generates for the structure.
PVC |  |  |  | L | N | N |  | M | L | 4 |  |  | 0.08 | 0 | 0 |  |  | 0.16 | 0.12 | 0.36 | 4 | 0.36 | Use of Recycled Content | 12% | H | The amount of recycled content, expressed as a percentage, found in a product.
Chlorinated PVC |  |  |  | L | N | N |  | M | L | 4 |  |  | 0.08 | 0 | 0 |  |  | 0.16 | 0.12 | 0.36 | 4 | 0.36 | Low Energy Usage Manufacturing Process | 8% | M | The amount of energy used in manufacture of the product.
Metal Encased Plastic Piping |  |  |  | N | N | N |  | N | M | 2 |  |  | 0 | 0 | 0 |  |  | 0 | 0.24 | 0.24 | 6 | 0.24 | Easily Biodegradable | 12% | H | The amount of time it will take the product to degrade once its useful life is over.
(Enter Custom Product Here) | [9 empty] | 0 | [9 empty] | 0 | 99 | 0 | Made from Natural Materials | 5% | L | The amount, expressed as a percentage, of natural (not man-made) materials used to make the product.
(Enter Custom Product Here) | [9 empty] | 0 | [9 empty] | 0 | 99 | 0 | Available Locally | 23% | H+ | The distance in miles that the product must travel to the destination of final use.
(Enter Custom Product Here) | [9 empty] | 0 | [9 empty] | 0 | 99 | 0 | Low Emissions Potential | 12% | H | The amount of time it will take the product to stop outgassing.
(Enter Custom Product Here) | [9 empty] | 0 | [9 empty] | 0 | 99 | 0 | Listed in Other Programs (e.g. EnergyStar) | 8% | M | The level of product recommendation in recognized energy and environmental programs.
(Enter Custom Product Here) | [9 empty] | 0 | [9 empty] | 0 | 99 | 0 | Non Hazardous as Waste | 12% | H | The amount of hazardous materials and components found in the product.
(Enter Custom Product Here) | [9 empty] | 0 | [9 empty] | 0 | 99 | 0 | Total Weightings Must Equal 100% | 100%
[10 empty] | 4.6 | #DIV/0! | #DIV/0! | 0.064 | 0.048 | 0.01 | #DIV/0! | #DIV/0! | 0.144 | 0.168 | 0.434 | #REF!
Note on B1: Available Locally Score: N = Not available locally (>200 miles) L = Long trip (100 miles - 200 miles) M = Medium trip (50 miles - 100 miles) H = Here (<50 miles)
Note on C1: Incremental Energy Score: N = None L = Low (1 - 10,000 Btu/Hr) M = Med (10,001 - 50,000 Btu/Hr) H = High (50,001+ Btu/Hr)
Note on D1: Recycled Content Score: N = None L = Low (1% - 15%) M = Medium (16% - 50%) H = High (51%+)
Note on E1: Low-Energy Manufacturing Score: N = Excessive amount of energy used in manufacturing L = Large amount of energy used in manufacturing M = Medium amount of energy used in manufacturing H = Hardly any energy used in manufacturing
Note on F1: Biodegradable Score: N = Not Biodegradable L = Long time to degrade (>2 years) M = Medium time to degrade (1 year - 2 years) H = Highly biodegradable (<1 year)
Note on G1: Natural Materials Score: N = Not made from natural materials L = Low usage of natural materials (<10%) M = Medium usage of natural materials (11% - 40%) H = High usage of natural materials (>41%)
Note on H1: Potential Emission Score: N = Toxic L = Long exposure (still outgassing >1 year) M = Medium exposure (outgasses 6 mos - 1 year) H = Healthy (no outgassing or <6 mos)
Note on I1: Other Programs Score: N = Not listed in recognized programs L = Listed in one program M = Listed in multiple programs H = Highly recommended in other programs
Note on J1: Non-Hazardous Waste Score: N = Very hazardous waste - special disposal required L = Large amount of product is considered hazardous M = Medium (some components are considered hazardous) H = Healthy (non hazardous)
Sort

## Plumbing Fixtures
Instructions: Scroll down to see all products. New products may be added to the end of the list. Rate the performance of each product as "N, L, M or H." (Hover over the component title for the rating description.) Use your Backspace button to clear values. The Sort button (below) will incorporate your priorities as currently stated on the table to the right. (Scroll to the right to see the table.) | Available Locally | Incremental Energy Savings | Use of Recycled Content | Low Energy Usage Manufacturing Process | Easily Biodegradable | Made from Natural Materials | Low Emissions Potential | Listed in Other Programs | Non Hazardous as Waste | Total Raw Score | Incremental Energy Savings Weighted Score | Use of Recycled Content Weighted Score | Low Energy Usage Mfg. Process Weighted Score | Easily Biodegradable Weighted Score | Made from Natural Materials Weighted Score | Available Locally Weighted Score | Low Emissions Potential Weighted Score | Listed in Other Programs Weighted Score | Non Hazardous as Waste Weighted Score | Total Weighted Score | Force Ranking | Weighted Score for Force Rank Calculation | Detailed instructions and options for using this tool are found in the Using the DYO® GBD Kit Decision Matrix Software Section of your DYO® Green Building Decision Kit.
Composting Toilet |  |  |  | M | N | N |  | H | M | 7 |  |  | 0.16 | 0 | 0 |  |  | 0.24 | 0.24 | 0.64 | 1 | 0.64 | Component Weights for | Weight
Waterless Urinal |  |  |  | M | N | N |  | H | M | 7 |  |  | 0.16 | 0 | 0 |  |  | 0.24 | 0.24 | 0.64 | 1 | 0.64 | Plumbing Fixtures
Dual Flush Toilet |  |  |  | L | N | N |  | H | M | 6 |  |  | 0.08 | 0 | 0 |  |  | 0.24 | 0.24 | 0.56 | 5 | 0.56 | Incremental Energy Savings | 8% | M | The amount of incremental energy, expressed in Btu/Hr, that a product saves or generates for the structure.
Low-flow Gravity Toilet |  |  |  | M | N | N |  | M | M | 6 |  |  | 0.16 | 0 | 0 |  |  | 0.16 | 0.24 | 0.56 | 3 | 0.56 | Use of Recycled Content | 12% | H | The amount of recycled content, expressed as a percentage, found in a product.
Standard Urinal |  |  |  | M | N | N |  | M | M | 6 |  |  | 0.16 | 0 | 0 |  |  | 0.16 | 0.24 | 0.56 | 3 | 0.56 | Low Energy Usage Manufacturing Process | 8% | M | The amount of energy used in manufacture of the product.
Pressurized Tank Toilet |  |  |  | L | N | N |  | M | M | 5 |  |  | 0.08 | 0 | 0 |  |  | 0.16 | 0.24 | 0.48 | 6 | 0.48 | Easily Biodegradable | 12% | H | The amount of time it will take the product to degrade once its useful life is over.
Heat/Ash Toilet |  |  |  | L | N | N |  | M | M | 5 |  |  | 0.08 | 0 | 0 |  |  | 0.16 | 0.24 | 0.48 | 6 | 0.48 | Made from Natural Materials | 5% | L | The amount, expressed as a percentage, of natural (not man-made) materials used to make the product.
Gravity Tank Toilet |  |  |  | M | N | N |  | L | M | 5 |  |  | 0.16 | 0 | 0 |  |  | 0.08 | 0.24 | 0.48 | 6 | 0.48 | Available Locally | 23% | H+ | The distance in miles that the product must travel to the destination of final use.
Bidet |  |  |  | M | N | N |  | L | M | 5 |  |  | 0.16 | 0 | 0 |  |  | 0.08 | 0.24 | 0.48 | 6 | 0.48 | Low Emissions Potential | 12% | H | The amount of time it will take the product to stop outgassing.
(Enter Custom Product Here) | [9 empty] | 0 | [9 empty] | 0 | 99 | 0 | Listed in Other Programs (e.g. EnergyStar) | 8% | M | The level of product recommendation in recognized energy and environmental programs.
(Enter Custom Product Here) | [9 empty] | 0 | [9 empty] | 0 | 99 | 0 | Non Hazardous as Waste | 12% | H | The amount of hazardous materials and components found in the product.
(Enter Custom Product Here) | [9 empty] | 0 | [9 empty] | 0 | 99 | 0 | Total Weightings Must Equal 100% | 100%
(Enter Custom Product Here) | [9 empty] | 0 | [9 empty] | 0 | 99 | 0
(Enter Custom Product Here) | [9 empty] | 0 | [9 empty] | 0 | 99 | 0
(Enter Custom Product Here) | [9 empty] | 0 | [9 empty] | 0 | 99 | 0
[10 empty] | 5.7778 | #DIV/0! | #DIV/0! | 0.13333 | 0 | 0 | #DIV/0! | #DIV/0! | 0.16889 | 0.24 | 0.54222 | #REF!
Note on B1: Available Locally Score: N = Not available locally (>200 miles) L = Long trip (100 miles - 200 miles) M = Medium trip (50 miles - 100 miles) H = Here (<50 miles)
Note on C1: Incremental Energy Score: N = None L = Low (1 - 10,000 Btu/Hr) M = Med (10,001 - 50,000 Btu/Hr) H = High (50,001+ Btu/Hr)
Note on D1: Recycled Content Score: N = None L = Low (1% - 15%) M = Medium (16% - 50%) H = High (51%+)
Note on E1: Low-Energy Manufacturing Score: N = Excessive amount of energy used in manufacturing L = Large amount of energy used in manufacturing M = Medium amount of energy used in manufacturing H = Hardly any energy used in manufacturing
Note on F1: Biodegradable Score: N = Not Biodegradable L = Long time to degrade (>2 years) M = Medium time to degrade (1 year - 2 years) H = Highly biodegradable (<1 year)
Note on G1: Natural Materials Score: N = Not made from natural materials L = Low usage of natural materials (<10%) M = Medium usage of natural materials (11% - 40%) H = High usage of natural materials (>41%)
Note on H1: Potential Emission Score: N = Toxic L = Long exposure (still outgassing >1 year) M = Medium exposure (outgasses 6 mos - 1 year) H = Healthy (no outgassing or <6 mos)
Note on I1: Other Programs Score: N = Not listed in recognized programs L = Listed in one program M = Listed in multiple programs H = Highly recommended in other programs
Note on J1: Non-Hazardous Waste Score: N = Very hazardous waste - special disposal required L = Large amount of product is considered hazardous M = Medium (some components are considered hazardous) H = Healthy (non hazardous)
Sort

## Lighting
Instructions: Scroll down to see all products. New products may be added to the end of the list. Rate the performance of each product as "N, L, M or H." (Hover over the component title for the rating description.) Use your Backspace button to clear values. The Sort button (below) will incorporate your priorities as currently stated on the table to the right. (Scroll to the right to see the table.) | Available Locally | Incremental Energy Savings | Use of Recycled Content | Low Energy Usage Manufacturing Process | Easily Biodegradable | Made from Natural Materials | Low Emissions Potential | Listed in Other Programs | Non Hazardous as Waste | Total Raw Score | Incremental Energy Savings Weighted Score | Use of Recycled Content Weighted Score | Low Energy Usage Mfg. Process Weighted Score | Easily Biodegradable Weighted Score | Made from Natural Materials Weighted Score | Available Locally Weighted Score | Low Emissions Potential Weighted Score | Listed in Other Programs Weighted Score | Non Hazardous as Waste Weighted Score | Total Weighted Score | Force Ranking | Weighted Score for Force Rank Calculation | Detailed instructions and options for using this tool are found in the Using the DYO® GBD Kit Decision Matrix Software Section of your DYO® Green Building Decision Kit.
LED (Light Emitting Diode) |  | H | N | L | N | N | H | H | H | 13 | 0.24 | 0 | 0.08 | 0 | 0 |  | 0.36 | 0.24 | 0.36 | 1.28 | 1 | 1.28 | Component Weights for | Weight
Compact Fluorescent |  | H | N | L | N | N | M | H | M | 11 | 0.24 | 0 | 0.08 | 0 | 0 |  | 0.24 | 0.24 | 0.24 | 1.04 | 2 | 1.04 | Lighting
Metal Halides (exterior) |  | M | N | L | N | N | H | M | M | 10 | 0.16 | 0 | 0.08 | 0 | 0 |  | 0.36 | 0.16 | 0.24 | 1 | 3 | 1 | Incremental Energy Savings | 8% | M | The amount of incremental energy, expressed in Btu/Hr, that a product saves or generates for the structure.
Standard Fluorescent |  | H | N | L | N | N | M | M | M | 10 | 0.24 | 0 | 0.08 | 0 | 0 |  | 0.24 | 0.16 | 0.24 | 0.96 | 4 | 0.96 | Use of Recycled Content | 12% | H | The amount of recycled content, expressed as a percentage, found in a product.
Low Pressure Sodium (exterior) |  | H | N | L | N | N | M | M | M | 10 | 0.24 | 0 | 0.08 | 0 | 0 |  | 0.24 | 0.16 | 0.24 | 0.96 | 4 | 0.96 | Low Energy Usage Manufacturing Process | 8% | M | The amount of energy used in manufacture of the product.
Halogen |  | L | N | L | N | N | H | L | H | 9 | 0.08 | 0 | 0.08 | 0 | 0 |  | 0.36 | 0.08 | 0.36 | 0.96 | 4 | 0.96 | Easily Biodegradable | 12% | H | The amount of time it will take the product to degrade once its useful life is over.
Incandescent |  | L | N | L | N | N | H | N | H | 8 | 0.08 | 0 | 0.08 | 0 | 0 |  | 0.36 | 0 | 0.36 | 0.88 | 7 | 0.88 | Made from Natural Materials | 5% | L | The amount, expressed as a percentage, of natural (not man-made) materials used to make the product.
High Pressure Sodium (exterior) |  | M | N | L | N | N | M | L | M | 8 | 0.16 | 0 | 0.08 | 0 | 0 |  | 0.24 | 0.08 | 0.24 | 0.8 | 8 | 0.8 | Available Locally | 23% | H+ | The distance in miles that the product must travel to the destination of final use.
(Enter Custom Product Here) | [9 empty] | 0 | [9 empty] | 0 | 99 | 0 | Low Emissions Potential | 12% | H | The amount of time it will take the product to stop outgassing.
(Enter Custom Product Here) | [9 empty] | 0 | [9 empty] | 0 | 99 | 0 | Listed in Other Programs (e.g. EnergyStar) | 8% | M | The level of product recommendation in recognized energy and environmental programs.
(Enter Custom Product Here) | [9 empty] | 0 | [9 empty] | 0 | 99 | 0 | Non Hazardous as Waste | 12% | H | The amount of hazardous materials and components found in the product.
(Enter Custom Product Here) | [9 empty] | 0 | [9 empty] | 0 | 99 | 0 | Total Weightings Must Equal 100% | 100%
(Enter Custom Product Here) | [9 empty] | 0 | [9 empty] | 0 | 99 | 0
(Enter Custom Product Here) | [9 empty] | 0 | [9 empty] | 0 | 99 | 0
[10 empty] | 9.875 | 0.18 | 0 | 0.08 | 0 | 0 | #DIV/0! | 0.3 | 0.14 | 0.285 | 0.985 | #REF!
Note on B1: Available Locally Score: N = Not available locally (>200 miles) L = Long trip (100 miles - 200 miles) M = Medium trip (50 miles - 100 miles) H = Here (<50 miles)
Note on C1: Incremental Energy Score: N = None L = Low (1 - 10,000 Btu/Hr) M = Med (10,001 - 50,000 Btu/Hr) H = High (50,001+ Btu/Hr)
Note on D1: Recycled Content Score: N = None L = Low (1% - 15%) M = Medium (16% - 50%) H = High (51%+)
Note on E1: Low-Energy Manufacturing Score: N = Excessive amount of energy used in manufacturing L = Large amount of energy used in manufacturing M = Medium amount of energy used in manufacturing H = Hardly any energy used in manufacturing
Note on F1: Biodegradable Score: N = Not Biodegradable L = Long time to degrade (>2 years) M = Medium time to degrade (1 year - 2 years) H = Highly biodegradable (<1 year)
Note on G1: Natural Materials Score: N = Not made from natural materials L = Low usage of natural materials (<10%) M = Medium usage of natural materials (11% - 40%) H = High usage of natural materials (>41%)
Note on H1: Potential Emission Score: N = Toxic L = Long exposure (still outgassing >1 year) M = Medium exposure (outgasses 6 mos - 1 year) H = Healthy (no outgassing or <6 mos)
Note on I1: Other Programs Score: N = Not listed in recognized programs L = Listed in one program M = Listed in multiple programs H = Highly recommended in other programs
Note on J1: Non-Hazardous Waste Score: N = Very hazardous waste - special disposal required L = Large amount of product is considered hazardous M = Medium (some components are considered hazardous) H = Healthy (non hazardous)
Sort

## Interior Paints & Stains
Instructions: Scroll down to see all products. New products may be added to the end of the list. Rate the performance of each product as "N, L, M or H." (Hover over the component title for the rating description.) Use your Backspace button to clear values. The Sort button (below) will incorporate your priorities as currently stated on the table to the right. (Scroll to the right to see the table.) | Available Locally | Incremental Energy Savings | Use of Recycled Content | Low Energy Usage Manufacturing Process | Easily Biodegradable | Made from Natural Materials | Low Emissions Potential | Listed in Other Programs | Non Hazardous as Waste | Total Raw Score | Incremental Energy Savings Weighted Score | Use of Recycled Content Weighted Score | Low Energy Usage Mfg. Process Weighted Score | Easily Biodegradable Weighted Score | Made from Natural Materials Weighted Score | Available Locally Weighted Score | Low Emissions Potential Weighted Score | Listed in Other Programs Weighted Score | Non Hazardous as Waste Weighted Score | Total Weighted Score | Force Ranking | Weighted Score for Force Rank Calculation | Detailed instructions and options for using this tool are found in the Using the DYO® GBD Kit Decision Matrix Software Section of your DYO® Green Building Decision Kit.
Water Based |  |  | L | H | M | M | H | H | H | 17 |  | 0.12 | 0.24 | 0.24 | 0.1 |  | 0.36 | 0.24 | 0.36 | 1.66 | 1 | 1.66 | Component Weights for | Weight
Low VOC |  |  | L | M | L | M | H | H | M | 14 |  | 0.12 | 0.16 | 0.12 | 0.1 |  | 0.36 | 0.24 | 0.24 | 1.34 | 2 | 1.34 | Interior Paints & Stains
No VOC |  |  | L | M | L | M | H | H | M | 14 |  | 0.12 | 0.16 | 0.12 | 0.1 |  | 0.36 | 0.24 | 0.24 | 1.34 | 2 | 1.34 | Incremental Energy Savings | 8% | M | The amount of incremental energy, expressed in Btu/Hr, that a product saves or generates for the structure.
Oil Based |  |  | L | M | L | M | M | L | M | 11 |  | 0.12 | 0.16 | 0.12 | 0.1 |  | 0.24 | 0.08 | 0.24 | 1.06 | 4 | 1.06 | Use of Recycled Content | 12% | H | The amount of recycled content, expressed as a percentage, found in a product.
(Enter Custom Product Here) | [9 empty] | 0 | [9 empty] | 0 | 99 | 0 | Low Energy Usage Manufacturing Process | 8% | M | The amount of energy used in manufacture of the product.
(Enter Custom Product Here) | [9 empty] | 0 | [9 empty] | 0 | 99 | 0 | Easily Biodegradable | 12% | H | The amount of time it will take the product to degrade once its useful life is over.
(Enter Custom Product Here) | [9 empty] | 0 | [9 empty] | 0 | 99 | 0 | Made from Natural Materials | 5% | L | The amount, expressed as a percentage, of natural (not man-made) materials used to make the product.
(Enter Custom Product Here) | [9 empty] | 0 | [9 empty] | 0 | 99 | 0 | Available Locally | 23% | H+ | The distance in miles that the product must travel to the destination of final use.
(Enter Custom Product Here) | [9 empty] | 0 | [9 empty] | 0 | 99 | 0 | Low Emissions Potential | 12% | H | The amount of time it will take the product to stop outgassing.
(Enter Custom Product Here) | [9 empty] | 0 | [9 empty] | 0 | 99 | 0 | Listed in Other Programs (e.g. EnergyStar) | 8% | M | The level of product recommendation in recognized energy and environmental programs.
[10 empty] | 14 | #DIV/0! | 0.12 | 0.18 | 0.15 | 0.1 | #DIV/0! | 0.33 | 0.2 | 0.27 | 1.35 | #REF! |  | Non Hazardous as Waste | 12% | H | The amount of hazardous materials and components found in the product.
[23 empty] | Total Weightings Must Equal 100% | 100%
Note on B1: Available Locally Score: N = Not available locally (>200 miles) L = Long trip (100 miles - 200 miles) M = Medium trip (50 miles - 100 miles) H = Here (<50 miles)
Note on C1: Incremental Energy Score: N = None L = Low (1 - 10,000 Btu/Hr) M = Med (10,001 - 50,000 Btu/Hr) H = High (50,001+ Btu/Hr)
Note on D1: Recycled Content Score: N = None L = Low (1% - 15%) M = Medium (16% - 50%) H = High (51%+)
Note on E1: Low-Energy Manufacturing Score: N = Excessive amount of energy used in manufacturing L = Large amount of energy used in manufacturing M = Medium amount of energy used in manufacturing H = Hardly any energy used in manufacturing
Note on F1: Biodegradable Score: N = Not Biodegradable L = Long time to degrade (>2 years) M = Medium time to degrade (1 year - 2 years) H = Highly biodegradable (<1 year)
Note on G1: Natural Materials Score: N = Not made from natural materials L = Low usage of natural materials (<10%) M = Medium usage of natural materials (11% - 40%) H = High usage of natural materials (>41%)
Note on H1: Potential Emission Score: N = Toxic L = Long exposure (still outgassing >1 year) M = Medium exposure (outgasses 6 mos - 1 year) H = Healthy (no outgassing or <6 mos)
Note on I1: Other Programs Score: N = Not listed in recognized programs L = Listed in one program M = Listed in multiple programs H = Highly recommended in other programs
Note on J1: Non-Hazardous Waste Score: N = Very hazardous waste - special disposal required L = Large amount of product is considered hazardous M = Medium (some components are considered hazardous) H = Healthy (non hazardous)
Sort

## Wood Finishes
Instructions: Scroll down to see all products. New products may be added to the end of the list. Rate the performance of each product as "N, L, M or H." (Hover over the component title for the rating description.) Use your Backspace button to clear values. The Sort button (below) will incorporate your priorities as currently stated on the table to the right. (Scroll to the right to see the table.) | Available Locally | Incremental Energy Savings | Use of Recycled Content | Low Energy Usage Manufacturing Process | Easily Biodegradable | Made from Natural Materials | Low Emissions Potential | Listed in Other Programs | Non Hazardous as Waste | Total Raw Score | Incremental Energy Savings Weighted Score | Use of Recycled Content Weighted Score | Low Energy Usage Mfg. Process Weighted Score | Easily Biodegradable Weighted Score | Made from Natural Materials Weighted Score | Available Locally Weighted Score | Low Emissions Potential Weighted Score | Listed in Other Programs Weighted Score | Non Hazardous as Waste Weighted Score | Total Weighted Score | Force Ranking | Weighted Score for Force Rank Calculation | Detailed instructions and options for using this tool are found in the Using the DYO® GBD Kit Decision Matrix Software Section of your DYO® Green Building Decision Kit.
Natural Oils |  |  | H | H | H | H | H | H | M | 20 |  | 0.36 | 0.24 | 0.36 | 0.15 |  | 0.36 | 0.24 | 0.24 | 1.95 | 1 | 1.95 | Component Weights for | Weight
Water Based |  |  | L | M | H | H | H | H | H | 18 |  | 0.12 | 0.16 | 0.36 | 0.15 |  | 0.36 | 0.24 | 0.36 | 1.75 | 2 | 1.75 | Wood Finishes
Low VOC |  |  | L | M | M | M | H | H | M | 15 |  | 0.12 | 0.16 | 0.24 | 0.1 |  | 0.36 | 0.24 | 0.24 | 1.46 | 3 | 1.46 | Incremental Energy Savings | 8% | M | The amount of incremental energy, expressed in Btu/Hr, that a product saves or generates for the structure.
No VOC |  |  | L | M | M | M | H | H | M | 15 |  | 0.12 | 0.16 | 0.24 | 0.1 |  | 0.36 | 0.24 | 0.24 | 1.46 | 3 | 1.46 | Use of Recycled Content | 12% | H | The amount of recycled content, expressed as a percentage, found in a product.
Alcohol Based |  |  | L | L | L | L | L | L | M | 8 |  | 0.12 | 0.08 | 0.12 | 0.05 |  | 0.12 | 0.08 | 0.24 | 0.81 | 5 | 0.81 | Low Energy Usage Manufacturing Process | 8% | M | The amount of energy used in manufacture of the product.
Polyurethane Based |  |  | N | L | L | N | N | N | L | 3 |  | 0 | 0.08 | 0.12 | 0 |  | 0 | 0 | 0.12 | 0.32 | 6 | 0.32 | Easily Biodegradable | 12% | H | The amount of time it will take the product to degrade once its useful life is over.
(Enter Custom Product Here) | [9 empty] | 0 | [9 empty] | 0 | 99 | 0 | Made from Natural Materials | 5% | L | The amount, expressed as a percentage, of natural (not man-made) materials used to make the product.
(Enter Custom Product Here) | [9 empty] | 0 | [9 empty] | 0 | 99 | 0 | Available Locally | 23% | H+ | The distance in miles that the product must travel to the destination of final use.
(Enter Custom Product Here) | [9 empty] | 0 | [9 empty] | 0 | 99 | 0 | Low Emissions Potential | 12% | H | The amount of time it will take the product to stop outgassing.
(Enter Custom Product Here) | [9 empty] | 0 | [9 empty] | 0 | 99 | 0 | Listed in Other Programs (e.g. EnergyStar) | 8% | M | The level of product recommendation in recognized energy and environmental programs.
(Enter Custom Product Here) | [9 empty] | 0 | [9 empty] | 0 | 99 | 0 | Non Hazardous as Waste | 12% | H | The amount of hazardous materials and components found in the product.
(Enter Custom Product Here) | [9 empty] | 0 | [9 empty] | 0 | 99 | 0 | Total Weightings Must Equal 100% | 100%
[10 empty] | 13.1667 | #DIV/0! | 0.14 | 0.14667 | 0.24 | 0.091667 | #DIV/0! | 0.26 | 0.17333 | 0.24 | 1.2917 | #REF!
Note on B1: Available Locally Score: N = Not available locally (>200 miles) L = Long trip (100 miles - 200 miles) M = Medium trip (50 miles - 100 miles) H = Here (<50 miles)
Note on C1: Incremental Energy Score: N = None L = Low (1 - 10,000 Btu/Hr) M = Med (10,001 - 50,000 Btu/Hr) H = High (50,001+ Btu/Hr)
Note on D1: Recycled Content Score: N = None L = Low (1% - 15%) M = Medium (16% - 50%) H = High (51%+)
Note on E1: Low-Energy Manufacturing Score: N = Excessive amount of energy used in manufacturing L = Large amount of energy used in manufacturing M = Medium amount of energy used in manufacturing H = Hardly any energy used in manufacturing
Note on F1: Biodegradable Score: N = Not Biodegradable L = Long time to degrade (>2 years) M = Medium time to degrade (1 year - 2 years) H = Highly biodegradable (<1 year)
Note on G1: Natural Materials Score: N = Not made from natural materials L = Low usage of natural materials (<10%) M = Medium usage of natural materials (11% - 40%) H = High usage of natural materials (>41%)
Note on H1: Potential Emission Score: N = Toxic L = Long exposure (still outgassing >1 year) M = Medium exposure (outgasses 6 mos - 1 year) H = Healthy (no outgassing or <6 mos)
Note on I1: Other Programs Score: N = Not listed in recognized programs L = Listed in one program M = Listed in multiple programs H = Highly recommended in other programs
Note on J1: Non-Hazardous Waste Score: N = Very hazardous waste - special disposal required L = Large amount of product is considered hazardous M = Medium (some components are considered hazardous) H = Healthy (non hazardous)
Sort

## Flooring
Instructions: Scroll down to see all products. New products may be added to the end of the list. Rate the performance of each product as "N, L, M or H." (Hover over the component title for the rating description.) Use your Backspace button to clear values. The Sort button (below) will incorporate your priorities as currently stated on the table to the right. (Scroll to the right to see the table.) | Available Locally | Incremental Energy Savings | Use of Recycled Content | Low Energy Usage Manufacturing Process | Easily Biodegradable | Made from Natural Materials | Low Emissions Potential | Listed in Other Programs | Non Hazardous as Waste | Total Raw Score | Incremental Energy Savings Weighted Score | Use of Recycled Content Weighted Score | Low Energy Usage Mfg. Process Weighted Score | Easily Biodegradable Weighted Score | Made from Natural Materials Weighted Score | Available Locally Weighted Score | Low Emissions Potential Weighted Score | Listed in Other Programs Weighted Score | Non Hazardous as Waste Weighted Score | Total Weighted Score | Force Ranking | Weighted Score for Force Rank Calculation | Detailed instructions and options for using this tool are found in the Using the DYO® GBD Kit Decision Matrix Software Section of your DYO® Green Building Decision Kit.
Wool/Cotton Carpeting |  |  | M | H | H | H | H | H | H | 20 |  | 0.24 | 0.24 | 0.36 | 0.15 |  | 0.36 | 0.24 | 0.36 | 1.95 | 1 | 1.95 | Component Weights for | Weight
Wool/Cotton Area Rugs |  |  | M | H | H | H | H | H | H | 20 |  | 0.24 | 0.24 | 0.36 | 0.15 |  | 0.36 | 0.24 | 0.36 | 1.95 | 1 | 1.95 | Flooring
Recycled/Reclaimed Wood Flooring |  |  | H | H | M | H | M | H | H | 19 |  | 0.36 | 0.24 | 0.24 | 0.15 |  | 0.24 | 0.24 | 0.36 | 1.83 | 3 | 1.83 | Incremental Energy Savings | 8% | M | The amount of incremental energy, expressed in Btu/Hr, that a product saves or generates for the structure.
Bamboo Flooring |  |  | L | H | H | H | H | H | H | 19 |  | 0.12 | 0.24 | 0.36 | 0.15 |  | 0.36 | 0.24 | 0.36 | 1.83 | 3 | 1.83 | Use of Recycled Content | 12% | H | The amount of recycled content, expressed as a percentage, found in a product.
Natural Linoleum |  |  | M | H | M | M | H | H | H | 18 |  | 0.24 | 0.24 | 0.24 | 0.1 |  | 0.36 | 0.24 | 0.36 | 1.78 | 5 | 1.78 | Low Energy Usage Manufacturing Process | 8% | M | The amount of energy used in manufacture of the product.
FSC Certified Wood Flooring |  |  | M | H | M | H | M | H | H | 18 |  | 0.24 | 0.24 | 0.24 | 0.15 |  | 0.24 | 0.24 | 0.36 | 1.71 | 6 | 1.71 | Easily Biodegradable | 12% | H | The amount of time it will take the product to degrade once its useful life is over.
Hardwood Flooring |  |  | M | M | M | M | H | H | H | 17 |  | 0.24 | 0.16 | 0.24 | 0.1 |  | 0.36 | 0.24 | 0.36 | 1.7 | 7 | 1.7 | Made from Natural Materials | 5% | L | The amount, expressed as a percentage, of natural (not man-made) materials used to make the product.
Recycled Content Tile |  |  | H | M | L | M | M | H | M | 15 |  | 0.36 | 0.16 | 0.12 | 0.1 |  | 0.24 | 0.24 | 0.24 | 1.46 | 8 | 1.46 | Available Locally | 23% | H+ | The distance in miles that the product must travel to the destination of final use.
Hardwood-like Wood Substitute Flooring |  |  | M | M | L | M | M | M | H | 14 |  | 0.24 | 0.16 | 0.12 | 0.1 |  | 0.24 | 0.16 | 0.36 | 1.38 | 9 | 1.38 | Low Emissions Potential | 12% | H | The amount of time it will take the product to stop outgassing.
Marmoleum Linoleum |  |  | M | M | M | N | M | M | M | 12 |  | 0.24 | 0.16 | 0.24 | 0 |  | 0.24 | 0.16 | 0.24 | 1.28 | 10 | 1.28 | Listed in Other Programs (e.g. EnergyStar) | 8% | M | The level of product recommendation in recognized energy and environmental programs.
Cut Stone Tile |  |  | N | M | N | H | H | H | H | 14 |  | 0 | 0.16 | 0 | 0.15 |  | 0.36 | 0.24 | 0.36 | 1.27 | 11 | 1.27 | Non Hazardous as Waste | 12% | H | The amount of hazardous materials and components found in the product.
PET (Polyethylene Terephthalate) Carpeting |  |  | H | L | N | N | M | H | M | 11 |  | 0.36 | 0.08 | 0 | 0 |  | 0.24 | 0.24 | 0.24 | 1.16 | 12 | 1.16 | Total Weightings Must Equal 100% | 100%
PET (Polyethylene Terephthalate) Area Rugs |  |  | H | L | N | N | M | H | M | 11 |  | 0.36 | 0.08 | 0 | 0 |  | 0.24 | 0.24 | 0.24 | 1.16 | 12 | 1.16
Ceramic/Terra Cotta Tile |  |  | N | M | L | M | M | M | H | 12 |  | 0 | 0.16 | 0.12 | 0.1 |  | 0.24 | 0.16 | 0.36 | 1.14 | 14 | 1.14
Quarry Tile |  |  | N | M | N | M | M | L | H | 10 |  | 0 | 0.16 | 0 | 0.1 |  | 0.24 | 0.08 | 0.36 | 0.94 | 15 | 0.94
Stained/Colored Concrete Smooth |  |  | N | L | N | L | M | M | H | 9 |  | 0 | 0.08 | 0 | 0.05 |  | 0.24 | 0.16 | 0.36 | 0.89 | 16 | 0.89
Stained/Colored Concrete Textured |  |  | N | L | N | L | M | M | H | 9 |  | 0 | 0.08 | 0 | 0.05 |  | 0.24 | 0.16 | 0.36 | 0.89 | 16 | 0.89
Synthetic Fiber Area Rugs |  |  | N | L | N | N | L | N | M | 4 |  | 0 | 0.08 | 0 | 0 |  | 0.12 | 0 | 0.24 | 0.44 | 18 | 0.44
Synthetic Fiber Carpeting |  |  | N | N | N | N | L | N | M | 3 |  | 0 | 0 | 0 | 0 |  | 0.12 | 0 | 0.24 | 0.36 | 19 | 0.36
Vinyl Linoleum |  |  | N | N | N | N | L | N | L | 2 |  | 0 | 0 | 0 | 0 |  | 0.12 | 0 | 0.12 | 0.24 | 20 | 0.24
Petroleum-based Linoleum |  |  | N | N | N | N | N | N | L | 1 |  | 0 | 0 | 0 | 0 |  | 0 | 0 | 0.12 | 0.12 | 21 | 0.12
(Enter Custom Product Here) | [9 empty] | 0 | [9 empty] | 0 | 99 | 0
(Enter Custom Product Here) | [9 empty] | 0 | [9 empty] | 0 | 99 | 0
(Enter Custom Product Here) | [9 empty] | 0 | [9 empty] | 0 | 99 | 0
(Enter Custom Product Here) | [9 empty] | 0 | [9 empty] | 0 | 99 | 0
(Enter Custom Product Here) | [9 empty] | 0 | [9 empty] | 0 | 99 | 0
(Enter Custom Product Here) | [9 empty] | 0 | [9 empty] | 0 | 99 | 0
[10 empty] | 12.2857 | #DIV/0! | 0.15429 | 0.14095 | 0.12571 | 0.07619 | #DIV/0! | 0.24571 | 0.16762 | 0.30286 | 1.2133 | #REF!
Note on B1: Available Locally Score: N = Not available locally (>200 miles) L = Long trip (100 miles - 200 miles) M = Medium trip (50 miles - 100 miles) H = Here (<50 miles)
Note on C1: Incremental Energy Score: N = None L = Low (1 - 10,000 Btu/Hr) M = Med (10,001 - 50,000 Btu/Hr) H = High (50,001+ Btu/Hr)
Note on D1: Recycled Content Score: N = None L = Low (1% - 15%) M = Medium (16% - 50%) H = High (51%+)
Note on E1: Low-Energy Manufacturing Score: N = Excessive amount of energy used in manufacturing L = Large amount of energy used in manufacturing M = Medium amount of energy used in manufacturing H = Hardly any energy used in manufacturing
Note on F1: Biodegradable Score: N = Not Biodegradable L = Long time to degrade (>2 years) M = Medium time to degrade (1 year - 2 years) H = Highly biodegradable (<1 year)
Note on G1: Natural Materials Score: N = Not made from natural materials L = Low usage of natural materials (<10%) M = Medium usage of natural materials (11% - 40%) H = High usage of natural materials (>41%)
Note on H1: Potential Emission Score: N = Toxic L = Long exposure (still outgassing >1 year) M = Medium exposure (outgasses 6 mos - 1 year) H = Healthy (no outgassing or <6 mos)
Note on I1: Other Programs Score: N = Not listed in recognized programs L = Listed in one program M = Listed in multiple programs H = Highly recommended in other programs
Note on J1: Non-Hazardous Waste Score: N = Very hazardous waste - special disposal required L = Large amount of product is considered hazardous M = Medium (some components are considered hazardous) H = Healthy (non hazardous)
Sort

## Top Picks
Instructions: Press the Import Top Picks button to sort and import the five products in each category that best match your priorities. Click on the printer icon or select File/Print to print your Top Picks report. |  | Detailed instructions and options for using this tool are found in the Using the DYO(R) GBD Kit Decision Matrix Software Section in your DYO(R) Green Building Decision Kit.
My Overall Priorities:
Components | Weight
Incremental Energy Savings | 8%
Use of Recycled Content | 12%
Low Energy Usage Manufacturing Process | 8%
Easily Biodegradable | 12%
Made from Natural Materials | 5%
Available Locally | 23%
Low Emissions Potential | 12%
Listed in Other Programs (e.g. EnergyStar) | 8%
Non Hazardous as Waste | 12%
My Top Picks:
Structural Building Materials |  | Exteriors | Windows
Straw Bale Construction |  | Wood | Composite - Double Pane w/Low-E
Rammed Earth |  | Artificial Stone | Composite - Double Pane w/Low-E & Argon
Wood Framing - "Stick Built" |  | Composite | Composite - Double Pane w/Argon
Adobe |  | Brick | Composite - Triple Pane w/Low-E & Argon
Engineered Wood – Trusses – Laminated Beams |  | Masonry | Composite - Triple Pane w/Argon
Roofing |  | Insulation | Flooring
Plant based “Green” Roof |  | Cellulose | Wool/Cotton Carpeting
Wood |  | Recycled Denim | Wool/Cotton Area Rugs
Eco Slate (made from recycled materials) |  | Cotton | Recycled/Reclaimed Wood Flooring
Slate (natural stone) |  | Soy Foam | Bamboo Flooring
Clay Tile |  | Vermiculite | Natural Linoleum
Heating |  | Cooling | Water Heating
Radiant Heat System/Hydronic |  | Ceiling Fans | Instantaneous/Tankless Style - Gas
External Heat Source |  | Heat Pump | Instantaneous/Tankless Style - Electric
Geothermal System |  | Central Air Conditioning, Eco-Friendly Refrigerant | Ground Source Heat Pump - Desuperheater
Radiant Heat System/Electric |  | Window Air Conditioners, Eco-Friendly Refrigerant | Heat Pump Water Heater - COP 2+
Fireplace Insert |  | Evaporative Cooling System | Standard Tank Style - Gas
Fuel Types |  | Interior Finishes | Wood Finishes
Bio-Mass Burning |  | Water Based | Natural Oils
Pellet Burning |  | Low VOC | Water Based
Maize Burning |  | No VOC | Low VOC
Solar Thermal |  | Oil Based | No VOC
Electric – Direct Current (DC) - from Solar, Wind, Hydrogen, Water (on-site) |  | (Enter Custom Product Here) | Alcohol Based
Ventilation |  | Ventilation Filters | Lighting
Heat Recovery Ventilator |  | High-Efficiency Pleated | LED (Light Emitting Diode)
Energy Recovery Ventilator |  | Medium-Efficiency Pleated | Compact Fluorescent
Passive Wall Vents |  | Carbon/Charcoal | Metal Halides (exterior)
Atmospheric Dampers |  | Low-Efficiency Pleated | Standard Fluorescent
Combustion Air Supply/Outside Combustion Air Ports |  | HEPA | Low Pressure Sodium (exterior)
Rainwater Catchment |  | Water Pipes | Plumbing Fixtures
Cistern/Above Ground |  | Galvanized Steel | Composting Toilet
Cistern/Below Ground |  | Copper | Waterless Urinal
Metal Drums |  | PEX | Dual Flush Toilet
Fiberglass Tanks |  | PVC | Low-flow Gravity Toilet
Plastic Barrels |  | Chlorinated PVC | Standard Urinal
Import Top Picks